## Склад
№ | Код | Товар | Кол-во (штук) в наличии в г. Алматы | Цена в долларах за 1 штуку | Производитель
1 | 00000000007 | Преобразователь 10/100TX - 100Base-FX (WDM), двунаправленный - 1310nm - 20K - FT-806A20 | 5 | 65.28 | Planet Technology Corp. (Тайвань)
2 | 00000000008 | Преобразователь 10/100TX - 100Base-FX (WDM), двунаправленный, 1550nm- 20 KM - FT-806B20 | 5 | 65.28 | Planet Technology Corp. (Тайвань)
3 | 00000000015 | Коммутатор IPv4/IPv6, 48-портов гигабит 802.3at POE + 4-порта 100/1000X SFP (440W) - GS-4210-48P4S | 1 | 840.96 | Planet Technology Corp. (Тайвань)
4 | 00000000016 | Коммутатор 24-порта 10/100/1000Mбит - GSW-2401 | 5 | 107.52 | Planet Technology Corp. (Тайвань)
5 | 00000000021 | Коммутатор 8-портовый 10/100/1000 Мбит/c, промышленный - IGS-801T | 2 | 157.44 | Planet Technology Corp. (Тайвань)
6 | 00000000023 | Модуль Mini GBIC WDM TX1310 - 20KM - MGB-LA20 | 15 | 23.616 | Planet Technology Corp. (Тайвань)
7 | 00000000024 | Модуль Mini GBIC WDM TX1550 - 20KM - MGB-LB20 | 15 | 26.496 | Planet Technology Corp. (Тайвань)
8 | 00000000025 | Коммутатор 4-порт. 10/100/ 1000T 2-порта 100/1000X SFP (-40 дo 75C), промышленный - IGS-620TF | 2 | 198 | Planet Technology Corp. (Тайвань)
9 | 00000000027 | Преобразователь Ethernet в VDSL2 - 30a - VC-231 | 25 | 124.8 | Planet Technology Corp. (Тайвань)
10 | 00000000036 | Коммутатор 5-портовый 10/100/1000 Мбит/c, промышленный - IGS-501T | 6 | 99.456 | Planet Technology Corp. (Тайвань)
11 | 00000000040 | Коммутатор IP30 5-портов 10/100TX (-40~75 C), 12~48V DC - ISW-500T | 1 | 78.4 | Planet Technology Corp. (Тайвань)
12 | 00000000041 | Модуль Mini GBIC 1000Base LX, 20км - MGB-LX | 26 | 19.776 | Planet Technology Corp. (Тайвань)
13 | 00000000076 | Коммутатор управляемый IPv4/IPv6, 48-портов 10/100/1000Base-T + 4-порта 100/1000MBPS SFP L2/L4 /SNMP - GS-4210-48T4S | 2 | 514.56 | Planet Technology Corp. (Тайвань)
14 | 00000000092 | Преобразователь Fast Ethernet - SFP, (-40 to 75C) промышленный - IFT-805AT | 2 | 92.16 | Planet Technology Corp. (Тайвань)
15 | 00000000098 | Модуль Mini GBIC WDM TX1310 - 10KM - MGB-LA10 | 20 | 22.656 | Planet Technology Corp. (Тайвань)
16 | 00000000099 | Модуль Mini GBIC WDM TX1550 - 10KM- MGB-LB10 | 20 | 24.192 | Planet Technology Corp. (Тайвань)
17 | 00000000105 | Преобразователь 10/100/ 1000Base-T - 1000Base -SX, MM - GT-802 | 2 | 67.2 | Planet Technology Corp. (Тайвань)
18 | 00000000113 | Инжектор PoE IEEE802.3af Mid-Span 10/100мбитс - POE-151 | 3 | 8 | Planet Technology Corp. (Тайвань)
19 | 00000000120 | Коммутатор L2/L4 8 порт. 10/100/1000T 802.3at PoE 2 порта 100/1000X SFP(-40 дo 75 C), промышленный - IGS-10020HPT | 2 | 585.6 | Planet Technology Corp. (Тайвань)
20 | 00000000138 | Преобразователь IP30 промышленный 10/100/1000T в 100/1000X SFP (-40 до 75C) - IGT-805AT | 3 | 99.84 | Planet Technology Corp. (Тайвань)
21 | 00000000142 | Коммутатор IP30 8-портов 10/100TX (-40~75 C) - ISW-800T | 1 | 70.2 | Planet Technology Corp. (Тайвань)
23 | 00000000157 | Модуль одномод 100Мбит/с 20KM, - MFB-F20 | 10 | 20.736 | Planet Technology Corp. (Тайвань)
24 | 00000000160 | Модуль Mini GBIC 1000 Base-LX (-40 to 75 C) - MGB-TLX | 35 | 21.12 | Planet Technology Corp. (Тайвань)
25 | 00000000164 | Преобразователь 10/100/1000Base-T в WDM/SC/SM- 1310nm/15KM - GST-806A15 | 1 | 116.48 | Planet Technology Corp. (Тайвань)
26 | 00000000165 | Преобразователь 10/100/1000Base-T в WDM/SC/SM - 1550nm 15KM - GST-806B15 | 1 | 124.8 | Planet Technology Corp. (Тайвань)
27 | 00000000171 | Преобразователь 10/100/ 1000Base-T - SFP - GT-805A | 19 | 51.84 | Planet Technology Corp. (Тайвань)
28 | 00000000176 | Коммутатор управляемый 24-порта 802.3at POE гигабит 4-порта гигабит комбо TP/SFP (430W),IPv6/IPv4 - GS-4210-24PL4C | 1 | 510.72 | Planet Technology Corp. (Тайвань)
29 | 00000000197 | Преобразователь IP30 промышленный 10/100/1000T в 2-порта 100/1000X SFP (-40 до 75 C) - IGT-1205AT | 5 | 179.952 | Planet Technology Corp. (Тайвань)
30 | 00000000220 | Коммутатор IPv4/IPv6 8-портов 10/100/1000Mbps + 2-порта 100/1000X SFP - GSD-1002M | 2 | 132.48 | Planet Technology Corp. (Тайвань)
31 | 00000000221 | Модуль Mini GBIC TP - MGB-GT | 15 | 32.256 | Planet Technology Corp. (Тайвань)
32 | 00000000228 | Коммутатор L3 16-порт. 1000T 802.3at PoE 2-порта 1000T 2- порта 1G/2,5G SFP (-40 дo 75 C), промышл. - IGS-20160HPT | 2 | 956.16 | Planet Technology Corp. (Тайвань)
33 | 00000000236 | Коммутатор 6-портов гигабит, 4-порта 802.3AT POE 2-порта 100/1000X SFP (-40 to 75 C), промышленный - IGS-624HPT | 2 | 324.48 | Planet Technology Corp. (Тайвань)
34 | 00000000241 | Инжектор 10/100/1000M битс ультра POE (60 ватт), внешний блок - POE-171 | 5 | 33 | Planet Technology Corp. (Тайвань)
35 | 00000000243 | Преобразователь10/100TX - 100Base-FX (SC)SM - 35KM - FT-802S35 | 2 | 62.592 | Planet Technology Corp. (Тайвань)
36 | 00000000253 | Модуль Mini GBIC 1000Base SX - MGB-SX | 3 | 18.816 | Planet Technology Corp. (Тайвань)
37 | 00000000254 | Модуль Mini GBIC 1000Base SX - MGB-SX2 | 1 | 19.1808 | Planet Technology Corp. (Тайвань)
38 | 00000000282 | Удлинитель 1-портовый POE (LRP-101CH+LRP-101CE), -20 to 70 C, до 1KM - LRP-101C-KIT | 1 | 165 | Planet Technology Corp. (Тайвань)
39 | 00000000304 | Преобразователь 10/100 Base-TX - 100Base-FX (ST) - FT-801 | 2 | 35 | Planet Technology Corp. (Тайвань)
40 | 00000000306 | Модуль 10G SFP+ (одномод) - MTB-LR | 8 | 44.16 | Planet Technology Corp. (Тайвань)
41 | 00000000316 | Преобразователь 1000Base-T -1000Base-SXLX , SM - 20 км - GT-802S | 13 | 72.96 | Planet Technology Corp. (Тайвань)
42 | 00000000327 | Преобразователь 10/100/1000M 1310nm 20km 1×9 SC, 220V AC - SPM-ET23-N20S | 2 | 43 | Sopto Technology Co (Китай)
43 | 00000000330 | Модуль SFP 1310nm 1.25G 20km, LC, DDM - SPT-P131G-20D | 1 | 11 | Sopto Technology Co (Китай)
44 | 00000000335 | Преобразователь 10/100/1000M 1550nm Tx/1310nm Rx 20км 1×9 SC, 220V AC - SPM-ET253-N20S | 1 | 38 | Sopto Technology Co (Китай)
45 | 00000000336 | Модуль SFP 1000M RJ45 100м - SPT-PTT1-RS1 | 7 | 20 | Sopto Technology Co (Китай)
46 | 00000000339 | Коммутатор 3-го уровня 24-порта 10/100/1000T + 4-порта 10G SFP, стэкируемый - SGS-6341-24T4X | 1 | 522 | Planet Technology Corp. (Тайвань)
47 | 00000000349 | Коммутатор управляемый 2 порта SFP и 4 гигабит портов; DC 48~55V; -40~75°C - IES200-V25-2S4T | 1 | 110 | BAUD DATA COMMUNICATION CO., LTD (Китай)
48 | 00000000369 | Блок питания 240 ватт, 48 вольт - NDR-240-48 | 21 | 80 | Mean Well (Китай)
49 | 00000000377 | Коммутатор 5 портовый 10/100 Мбит - HT-S1005D | 37 | 9 | HTF ELECTRONIC CO.,LTD (Китай)
50 | 00000000378 | Коммутатор 8 портовый 10/100 Мбит - HT-S1008D | 16 | 13.9831 | HTF ELECTRONIC CO.,LTD (Китай)
51 | 00000000401 | Коммутатор управляемый L2- промышленный Ethernet POE, 8 x 10/100/1000M Base-T BT POE + 2 x 100/1000M Base-FX SFP + 2 порта серии RS485/422/232, DC 48-56V резервное питание, DIN-рейка или монтаж на стену - FR-7M3208SBT | 2 | 480 | FIBERROAD TECHNOLOGY CO., LIMITED
52 | 00000000405 | Сервер последовательных устройств 1-порт RS232/422/485 (1-порт 10/100BASE-TX, -10 to 60 C) - ICS-110 | 11 | 99.84 | Planet Technology Corp. (Тайвань)
53 | 00000000407 | Коммутатор 8-портов гигабит IPv4/IPv6 802.3at POE + 2-порта 100/1000X SFP (120W) - GS-4210-8P2S | 1 | 187.776 | Planet Technology Corp. (Тайвань)
54 | 00000000409 | Медиаконвертер неуправляемый IP40 промышленный 1x10/100/ 1000Base-TX + 1x1000Base -X SFP 9-56VDC, -40℃~75 ℃ DIN-рейка/настенное крепление - FR-7N3101 | 2 | 85 | FIBERROAD TECHNOLOGY CO., LIMITED
55 | 00000000410 | Медиаконвертер мини промышленный, 10/100/1000Base-TX в 1000Base- FX SFP, 9~56 Vdc (2 пина) - FR-2703 | 2 | 55 | FIBERROAD TECHNOLOGY CO., LIMITED
56 | 00000000411 | Коммутатор промышленный L2 управляемый, 8*10/100/1000 Base-T 802.3at PoE, 4*100/1000 Base-Fx SFP + 48-56VDC,-40-85℃ - FR-7M3408P | 2 | 405 | FIBERROAD TECHNOLOGY CO., LIMITED
57 | 00000000412 | Медиаконвертер мини 10/100M-T в 100M-X, SC 1310nm SM 20км, двухволоконный - FR-2201-FS3S20 | 1 | 40 | FIBERROAD TECHNOLOGY CO., LIMITED
58 | 00000000416 | Модуль 155 мбит/с, SFP, 20KM, 1550nmRX/1310 nmTX, DDM, LC, 40℃+85 - FRSX-DL5323C | 19 | 18.7459 | FIBERROAD TECHNOLOGY CO., LIMITED
59 | 00000000417 | Модуль 155 мбит/с, SFP, 20KM, 1310nmTX/1550nmRX, DDM, LC, 40℃+85 - FRSX-DL3523C | 18 | 14.7994 | FIBERROAD TECHNOLOGY CO., LIMITED
60 | 00000000418 | Модуль 1.25G SFP 1000Base-LX, дуплекс LC, 1310/1550, 20 км, DDM, -40℃+85℃ - FRSX-1L3523C | 7 | 18.75 | FIBERROAD TECHNOLOGY CO., LIMITED
61 | 00000000419 | Модуль 1.25G SFP 1000Base-LX, дуплекс LC, 1550/1310, 20 км, DDM, -40℃+85 - FRSX-1L5323C | 11 | 14.8 | FIBERROAD TECHNOLOGY CO., LIMITED
62 | 00000000421 | Коммутатор управляемый IPv4, 24-порта гигабит 802.3at PoE 2-порта 100/1000X SFP (300W) - GS-4210-24P2S | 2 | 414.72 | Planet Technology Corp. (Тайвань)
63 | 00000000427 | Преобразователь управляемый 1-порт 10/100/1000T + 1-порт 100/1000X SFP (IPv4/IPv6, TLSv1.2/SSHv2/SNMPv3, TS-1000/802.3ah OAM, LFP , 802.1Q VLAN, CloudViewer и NMS MQTT) - GT-915A | 10 | 107.52 | Planet Technology Corp. (Тайвань)
64 | 00000000432 | Коммутатор 16-портов 10/100M, металлический - HT-S1016R | 5 | 50 | HTF ELECTRONIC CO.,LTD (Китай)
65 | 00000000433 | Коммутатор 24-порта 10/100M, металлический - HT-S1024R | 10 | 60 | HTF ELECTRONIC CO.,LTD (Китай)
66 | 00000000434 | Коммутатор 16-портов 10/100/1000M, металлический - HT-S2016G-2 | 1 | 80 | HTF ELECTRONIC CO.,LTD (Китай)
67 | 00000000435 | Коммутатор 24-порта 10/100/1000M, металлический - HT-S2024G-2 | 17 | 85.1865 | HTF ELECTRONIC CO.,LTD (Китай)
68 | 00000000436 | Коммутатор 8-портов 10/100/1000M, пластиковый - HT-S2008N | 20 | 17.7821 | HTF ELECTRONIC CO.,LTD (Китай)
69 | 00000000437 | Коммутатор 5-портов 10/100/1000 Мбит/с, пластиковый - HT-S2005N | 44 | 12.9409 | HTF ELECTRONIC CO.,LTD (Китай)
70 | 00000000439 | Коммутатор управляемый промышленный 8 портов 10/100/1000Base-T EEE 802.3AF/AT/BT PoE 95 Вт (480Ватт), 2 порта 100/1000Base-TX SFP - EW-PIS3810M-8GE-BT | 2 | 415 | Ewind Technology (КНР)
71 | 00000000440 | Коммутатор управляемый промышленный PoE 8*10/ 100/1000Base-T PoE + 2*100/1000Base-X SFP - EW-PIS3810M-8GE | 2 | 305 | Ewind Technology (КНР)
72 | 00000000441 | Коммутатор IP30 неуправляемый 24 порта 10/100/1000M PoE (300 Вт) +2 порта 100/1000M SFP (-20~+55°C) - EW-S1926CG-AP | 3 | 275 | Ewind Technology (КНР)
73 | 00000000446 | Преобразователь 1-порт 10/100/1000T Ethernet в VDSL2 -30a- VC-231G | 10 | 145.92 | Planet Technology Corp. (Тайвань)
74 | 00000000461 | Шлюз 1-порт. Modbus RS232/422/485, 1-порт 100BASE-FX SFP (-10 дo 60 C) - MG-115A | 2 | 57 | Planet Technology Corp. (Тайвань)
75 | 00000000471 | Коммутатор SNMP IPv4/IPv6, 24-порта 10/100/1000T + 4-порта100/1000X SFP L2/L4 - GS-4210-24T4S | 2 | 215.04 | Planet Technology Corp. (Тайвань)
76 | 00000000481 | Коммутатор неуправляемый, промышленный 24*10/100/1000 Base-T 802.3at PoE 480 Вт + 2*100/1000 Base-Fx SFP, 48~56Vdc, -40-85℃ - FR-7N3224P | 1 | 380 | FIBERROAD TECHNOLOGY CO., LIMITED
77 | 00000000482 | Модуль SFP 1.25G SM 1310nm 40км, DDM ( -40 ~ 75 C) - FRSX-1L341C | 10 | 21.7057 | FIBERROAD TECHNOLOGY CO., LIMITED
78 | 00000000484 | Коммутатор неуправляемый PoE 350 Вт, 16 x 10/100/1000M Base-TX (PoE/PoE+) + 2 SFP 1000M Base-FX , 220 В - FR-5A3216P | 3 | 212.0575 | FIBERROAD TECHNOLOGY CO., LIMITED
79 | 00000000485 | Медиаконвертер 1 х 10/100BaseTX, 1x 100Base X SFP - FR-2201-SFP | 10 | 35.5185 | FIBERROAD TECHNOLOGY CO., LIMITED
80 | 00000000486 | Мини медиаконвертер гигабитный, SFP - FR-2203-SFP | 9 | 37.4918 | FIBERROAD TECHNOLOGY CO., LIMITED
81 | 00000000563 | Блок питания - B0F–1000DI | 1 | 100 | Planet Technology Corp. (Тайвань)
82 | 00000000568 | Модуль 10GBASE-T SFP+ RJ45 - MTB-RJ | 2 | 92.16 | Planet Technology Corp. (Тайвань)
83 | 00000000574 | Коммутатор промышленный PoE 8-портов 10/100M с 2 портами гигабит RJ45 и 2 слотами гигабит SFP - EW-PIS1712-8FE | 2 | 88.7535 | Ewind Technology (КНР)
84 | 00000000575 | Коммутатор неуправляемый промышленный 4*10/100M PoE порта + 2*100/1000M SFP порта - EW-PIS1706-4FE | 5 | 59.169 | Ewind Technology (КНР)
85 | 00000000576 | Модуль SFP 1.25G многомодовый двухволоконный 850 нм 500 метров - EW-SFP-GE-MD850 | 10 | 12 | Ewind Technology (КНР)
86 | 00000000579 | Модуль SFP медный, 10/100/1000 Мбит/с, RJ-45, 100м, от -40 °C до +85 °C - AE-SFP-TI | 10 | 18.5529 | Shenzhen Aerech Technology Co (КНР)
87 | 00000000580 | Модуль SFP 1000BASE-LH 1310 нм 20 км DDM SMF, LC, от -40 °C до +85 °C - AE-SFP-LHI | 86 | 12.987 | Shenzhen Aerech Technology Co (КНР)
88 | 00000000581 | Модуль оптический SFP 1000BASE-ZX 1550 нм 120 км DDM SMF, LC, от 0°C до +70°C - AE-SFP-ZX120 | 4 | 46.3822 | Shenzhen Aerech Technology Co (КНР)
89 | 00000000595 | Блок питания 48V, 240W (XDR-240E-48, 48-56V DC) - PWR-240-48 | 2 | 89.976 | Planet Technology Corp. (Тайвань)
90 | 00000000597 | Преобразователь 10/100/ 1000Base-T - WDM -1550 nm - 20KM - GT-806B15 | 1 | 82.152 | Planet Technology Corp. (Тайвань)
91 | 00000000598 | Преобразователь 10/100/ 1000Base-T - WDM -1310 nm - 20KM - GT-806A15 | 1 | 84.108 | Planet Technology Corp. (Тайвань)
92 | 00000000622 | Сервер последовательных устройств RS232/RS422/RS485, промышленный 1-портовый с защитой IP30 (1 x 10/100BASE-TX, -40~75°C, два источника питания 9~48 В постоянного тока, управление через Web, Telnet и SNMP) - ICS-2100T | 1 | 160.392 | Planet Technology Corp. (Тайвань)
93 | 00000000638 | Блок питания 240 Вт, 48В - DRS-240-48 | 3 | 190 | Mean Well (Китай)

## Planet
Все цены в долларах с учетом НДС. Оплата в тенге по курсу доллара на день продажи.
Прайс лист действует с 1 сентября 2026г 050028, г.Алматы, ул. В. Бартольда 9. с/т: + 7 701 985 82 79, с/т: + 7 708 520 30 36
Красным цветом выделены модели-новинки e-mail: sales_manager@planet.kz, info@planet.kz, planetkz@bk.ru
Голубым цветом выделены подорожавшие модели
| Модель | Описание | Розница для конечного клиента в долларах | Оптом для конечного клиента в долларах | Розница для дистрибьютеров и интеграторов в долларах | Оптовая для дистрибьютеров и интеграторов в долларах
Universal Network Management System
| NMS-500 | Enterprise-class Universal Network Management Controller - 500 nodes (5 10/100/1000T LAN Ports, MQTT/SNMP/ONVIF/SmartDiscovery, auto-topology, AP/Switch Grouping, batch provisioning, firmware upgrade, Device config and GUI statistic, floor map, RADIUS server and accounting built-in, Event alarm , DDNS, cybersecurity features, Wizard setup, Alert pop-up, user privilege control, NMSViewer mobile app, supports UNC-NMS central management) | 2034.24 | 1779.96 | 1652.82 | 1525.68
| NMS-1000V-12 | Enterprise-class Universal Network Management Controller with 12" LCD Touch screen- 1024 nodes (2 2.5GbE LAN Ports, Intel N97 processor, 128GB SSD, 16G RAM, MQTT/SNMP/ONVIF/SmartDiscovery, auto-topology, AP/Switch Grouping, batch provisioning, firmware upgrade, Device config and GUI statistic, floor map, RADIUS server and accounting built-in, Event alarm , DDNS, cybersecurity features Wizard setup, Alert pop-up, user privilege control, NMSViewer mobile app, supports UNC-NMS central management) | 5184.704 | 4536.616 | 4212.572 | 3888.528
| UNC-NMS | Universal Network Management Central Controller - 1024 x 100 nodes (19-inch rack-mount, System LCD, 6 10/100/1000T LAN Ports, 1 pair bypass, centrally manages up to 100 sites of NMS-500/NMS-1000V series, site map viewing and topology view, top 10-site events, history comparison graph and critical event chart for analyzing network status) | 4141.504 | 3623.816 | 3364.972 | 3106.128
| NMS-ST | LCD stand for NMS-1000V series (VESA 75/100, Adjustable display angle, Material: Heavy-duty steel, support up to 10kg) | 177.344 | 155.176 | 144.092 | 133.008
| NMS-AIOT | Universal Network Management AIoT Application Server (19-inch rack-mount, System LCD, 6 10/100/1000T LAN Ports, 1 pair bypass, user-friendly WEB interface, centrally monitor over 3,000 sensing devices, email and mobile app event alert, site maps and floor plans viewing, ESG energy report, history comparison graph and critical event chart for analyzing sensors status, NMS-AIoT mobile iOS and android app for remote monitoring, cybersecurity, supports PLANET LCG series LoRaWAN gateway, current meter, PM2.5, TVOC, CO, Smoke Detector, PIR, Light level, temperature and humidity LoRaWAN sensors) | 4141.504 | 3623.816 | 3364.972 | 3106.128
Data Center Switches
| DCS-7342-32D2X | Layer 3 32-Port 400G QSFP-DD + 2-Port 10G SFP+ Managed AI Data Center Switch (2 hot-swap power slots with dual 100~240V AC power supplies, 6+1 hot-swap fans, Hardware Layer 3 IPv4/IPv6 OSPFv2/v3, IS-IS, BGP4+ dynamic routing, supports VXLAN, EVPN, VRRP and ERPS Ring redundancy, supports 1-to-4 100G breakout cable) | 37972.48 | 33225.92 | 30852.64 | 28479.36
| DCS-PWR1600-ACHDC | 1600-watt AC power supply for DCS-7342-32D2X (100V-240VAC or 240VDC) | 933.664 | 816.956 | 758.602 | 700.248
| DCS-RMK | Rack Mount Slide Rails for DCS-7342 series | 99.104 | 86.716 | 80.522 | 74.328
| QDD-400G-DR4 | 400G QSFP-DD Transceiver, 400G-DR4, MPO-12 Single mode - 500m | 1763.008 | 1542.632 | 1432.444 | 1322.256
| QDD-400G-SR8 | 400G QSFP-DD Transceiver, 400G-SR8 MPO Multi-mode - 100m | 1032.768 | 903.672 | 839.124 | 774.576
| CB-MPO16OM4-10M | MPO16 APC OM4-35, Multi-mode cable - 10m | 172.128 | 150.612 | 139.854 | 129.096
| CB-MPO12OS2-10M | MPO12 APC OS-35, Single mode cable - 10m | 172.128 | 150.612 | 139.854 | 129.096
| CB-QDD-DAC-3M | 400G QSFP-DD Direct Attached Copper Cable - 3m | 683.296 | 597.884 | 555.178 | 512.472
| DCS-7342-32C | Layer 3 32-Port 100G QSFP28 Managed Data Center Switch (2 hot-swap power slots with dual 100~240V AC power supplies, 4+1 hot-swap fans, Hardware Layer 3 IPv4/IPv6 OSPFv2/v3, IS-IS, BGP4+ dynamic routing, supports VXLAN, EVPN, VRRP and ERPS Ring redundancy, backward compatible with 40G QSFP and 1-to-4 25G breakout cable) | 16639.04 | 14559.16 | 13519.22 | 12479.28
| DCS-PWR800-ACHDC | 800-watt AC power supply for DCS-7342-32C (100V-240VAC or 180~310VDC) | 928.448 | 812.392 | 754.364 | 696.336
| DCS-7342-48Y8C | Layer 3 48-Port 25G SFP28 + 8-Port 40/100G QSFP28 Managed Data Center Switch (2 hot-swap power slots with dual 100~240V AC power supplies, 4+1 hot-swap fans, Hardware Layer 3 IPv4/IPv6 OSPFv2/v3, IS-IS, BGP4+ dynamic routing, supports VXLAN, EVPN, VRRP and ERPS Ring redundancy, backward compatible with 10G SFP+) | 12466.24 | 10907.96 | 10128.82 | 9349.68
| DCS-PWR550-ACHDC | 550-watt AC power supply for DCS-7342-48Y8C(v2) (100V-240VAC or 180~310VDC) | 667.648 | 584.192 | 542.464 | 500.736
| DCS-7342-24X6C | Layer 3 24-Port 10G SFP+ + 6-Port 100G QSFP28 Managed Data Center Switch (2 hot-swap power slots with dual 100~240V AC power supplies, 3+1 hot-swap fans, , Hardware Layer 3 IPv4/IPv6 OSPFv2/v3, IS-IS, BGP4+ dynamic routing, supports VXLAN, EVPN, VRRP and ERPS Ring redundancy, backward compatible with 1G SFP and 40G QSFP) | 6728.64 | 5887.56 | 5467.02 | 5046.48
| DCS-PWR350-ACHDC | 350-watt AC power supply for DCS-7342-24X6C (100V-240VAC or 240VDC) | 438.144 | 383.376 | 355.992 | 328.608
Ethernet Switch
Telecom/Datacenter Layer 3 IPv4/IPv6 Static Routing / RIP / OSPF v2/v3 / BGP4 / Policy-based Routing/ DVMRP / PIM-DM / PIM-SM /
VRRP / 6to4 Tunnel / IP Stacking / Redundant PWR / OpenFlow
| CS-6303R | 3-Slot Layer 3 IPv6/IPv4 Routing Chassis Switch (1 management slot, 1 management/Switch slot,1 switch slot, 3 power slots and 1 fan module, include 1 350W AC power supply) | 2289.824 | 2003.596 | 1860.482 | 1717.368
| CS6-M24S8X | 24-Port 1000X SFP + 8-Port 10G SFP+ Management Switch Module for CS-6303R | 4172.8 | 3651.2 | 3390.4 | 3129.6
| CS6-M24T8X | 24-Port 10/100/1000T + 8-Port 10G SFP+ Management Switch Module for CS-6303R | 4172.8 | 3651.2 | 3390.4 | 3129.6
| CS6-16PON4C4S4X | 16-Port GPON/EPON + 4-Port Gigabit TP/SFP + 4-Port 1000BASE-X SFP + 4-Port 10GBASE-X SFP+ Management Module for CS-6303R and CS-6306R | 5163.84 | 4518.36 | 4195.62 | 3872.88
| CS-6306R | 6-Slot Layer 3 IPv6/IPv4 Routing Chassis Switch (2 management slots, 4 switch slots, 3 power slots and 1 fan module) | 2675.808 | 2341.332 | 2174.094 | 2006.856
| CS6-PWR550-AC | 550-watt AC Power Module for CS-6306R, full load of all switch modules | 594.624 | 520.296 | 483.132 | 445.968
| CS6-PWR550-DC | 550-watt DC Power Module for CS-6306R, full load of all switch modules | 641.568 | 561.372 | 521.274 | 481.176
| CS6-MCU | Multi-layer Management Module for CS-6306R (1 Management port, 1 Console port) | 3046.144 | 2665.376 | 2474.992 | 2284.608
| CS6-S16X | 16-Port 10G SFP+ Switch Module for CS-6306R & CS-6303R | 5179.488 | 4532.052 | 4208.334 | 3884.616
| CS6-S24S8X | 24-Port 1000X SFP + 8-Port 10G SFP+ Switch Module for CS-6306R & CS-6303R | 4068.48 | 3559.92 | 3305.64 | 3051.36
| CS6-S24T24S | 24-Port 10/100/1000T + 24-Port 1000X SFP Switch Module for CS-6306R & CS-6303R | 3859.84 | 3377.36 | 3136.12 | 2894.88
| CS6-S24T8X | 24-Port 10/100/1000T + 8-Port 10G SFP+ Switch Module for CS-6306R & CS-6303R | 4120.64 | 3605.56 | 3348.02 | 3090.48
| CS6-S48S | 48-Port 1000X SFP Switch Module for CS-6306R & CS-6303R | 3885.92 | 3400.18 | 3157.31 | 2914.44
| CS6-S48T | 48-Port 10/100/1000T Switch Module for CS-6306R & CS-6303R | 3807.68 | 3331.72 | 3093.74 | 2855.76
| CS6-S4Q | 4-Port 40G QSFP+ Switch Module for CS-6306R & CS-6303R | 5998.4 | 5248.6 | 4873.7 | 4498.8
| XGS3-24242 | Layer 3 24-Port 100/1000X SFP with 8-Port shared TP + 4-Port 10G SFP+ Stackable Managed Gigabit Switch with 36-75V DC Redundant Power, trunking stack up to 4 units | 2185.504 | 1912.316 | 1775.722 | 1639.128
| CB-DAQSFP-0.5M | 40G QSFP+ Direct Attach Copper Cable for XGS3-24242(v2) hardware stacking port - 0.5 Meters | 119.968 | 104.972 | 97.474 | 89.976
| CB-DAQSFP-2M | 40G QSFP+ Direct Attach Copper Cable for XGS3-24242(v2) hardware stacking port - 2 Meters | 177.344 | 155.176 | 144.092 | 133.008
Aggregation/Access Layer 3 LCD Touch Screen, IPv4/IPv6 L3 Static Routing /OSPFv2 / ERPS Ring / Cybersecurity / 802.1Q VLAN
Q-in-Q / MSTP / IGMP Snooping / MLD Snooping / ACL / RADIUS / TACACS+ / 802.3bt Ultra POE 95W, 10G Uplink
SSH / TLS / SNMPv3 / EEE / Cable Diagnostic / SFP DDM / Redundant PWR
| GS-6320-24UP2T2XV | L3 24-Port 10/100/1000T 802.3bt PoE + 2-Port 10GBASE-T + 2-Port 10G SFP+ Managed Switch with Color LCD Touch Screen and 48V Redundant Power (720W PoE Budget, 24-port 95W PoE++, ERPS Ring, ONVIF, Cybersecurity features, Hardware Layer 3 RIPv1/v2, OSPFv2/v3 dynamic Routing, supports Cloud-based CloudNMS, on-premise NMS controller and mobile app central management, MQTT, supports 1G, 2.5G SFP and 10G SFP+) | 1976.864 | 1729.756 | 1606.202 | 1482.648
Enterprise/Campus Layer 3 IPv4/IPv6 Static Routing / RIP / OSPF v1/v2 / PIM-DM / PIM-SM / IP Stacking, 802.1Q VLAN / Q-in-Q /
MSTP / IGMP Snooping / MLD Snooping / ACL / RADIUS / TACACS+; POE
| XGS-6350-24X2C | Layer 3 24-Port 10G SFP+ + 2-Port 40G/100G QSFP28 Managed Switch with optional Redundant Power,(Hardware stacking up to 10 units, supports VRRP and ERPS Ring redundancy) | 1976.864 | 1729.756 | 1606.202 | 1482.648
| GPL-PWR75-AC | 75-watt AC power supply for XGS-6350-24X2C, XGS-6350-24X4C and GPL-8000 (100V-240VAC) | 190.384 | 166.586 | 154.687 | 142.788
| GPL-PWR75-DC | 75-watt DC power supply for XGS-6350-24X2C, XGS-6350-24X4C and GPL-8000 (36V~72VDC) | 195.6 | 171.15 | 158.925 | 146.7
| XGS-6350-16X8Y4C | Layer 3 16-Port 10G SFP+ + 8-port 25G SFP28 + 4-Port 40G/100G QSFP28 Managed Switch with optional Redundant Power,(Hardware stacking up to 10 units, supports VRRP, ERPS Ring redundancy, on-premise NMS controller and mobile app central management) | 2467.168 | 2158.772 | 2004.574 | 1850.376
| XGS-6350-48X2Q4C | Layer 3 48-Port 10G SFP+ + 2-Port 40G QSFP+ + 4-Port 40G/100G QSFP28 Managed Switch (2 hot-swap power slots with one 100~240V AC power supply, dual-AC or AC+DC supported, 4 hot-swap fans) Hardware stacking up to 4 units, supports VRRP, ERPS Ring redundancy, centralized management via Cloud-based CloudNMS, on-premises NMS controller and mobile app-based management) | 6676.48 | 5841.92 | 5424.64 | 5007.36
| XGS-PWR350-AC | 350-watt AC power supply for XGS-6350-48X2Q4C & CS-6303R (100V-240VAC) | 440.752 | 385.658 | 358.111 | 330.564
| XGS-PWR350-DC | 350-watt 12VDC power supply for XGS-6350-48X2Q4C & CS-6303R (36V~-72VDC) | 490.304 | 429.016 | 398.372 | 367.728
| CB-QSFP4X10G-1M | 40G QSFP+ to 4 10G SFP+ Direct Attached Copper Cable - 1M | 119.968 | 104.972 | 97.474 | 89.976
| CB-QSFP4X10G-3M | 40G QSFP+ to 4 10G SFP+ Direct Attached Copper Cable - 3M | 156.48 | 136.92 | 127.14 | 117.36
| CB-QSFP4X10G-5M | 40G QSFP+ to 4 10G SFP+ Direct Attached Copper Cable - 5M | 187.776 | 164.304 | 152.568 | 140.832
| XGS-6350-12X8TR | Layer 3 12-Port 10G SFP+ + 8-Port 10/100/1000T Stackable Managed Switch with Dual 100~240V AC Redundant Power(Hardware stacking up to 4 units, supports VRRP, ERPS Ring redundancy, centralized management via Cloud-based CloudNMS, on-premises NMS controller and mobile app-based management) | 1397.888 | 1223.152 | 1135.784 | 1048.416
| SGS-6341-24T4X | Layer 3 24-Port 10/100/1000T + 4-Port 10G SFP+ Stackable Managed Gigabit Switch | 709.376 | 620.704 | 576.368 | 532.032
| SGS-6341-24T6X | Layer 3 24-Port 10/100/1000T + 6-Port 10G SFP+ Stackable Managed Ethernet Switch (hardware stacking up to 8 units, hardware-based Layer 3 IPv4/IPv6 Routing, BGP4 and VRRP; Multicast Routing: PIM-DM/SM, supports ERPS Ring) | 771.968 | 675.472 | 627.224 | 578.976
| SGS-6341-16S8C4XR | Layer 3 16-Port 100/1000X SFP + 8-Port Gigabit TP/SFP 1000X SFP + 4-Port 10G SFP+ Stackable Managed Gigabit Switch with 36-75V DC Redundant Power | 1293.568 | 1131.872 | 1051.024 | 970.176
| SGS-6341-24P4X | Layer 3 24-Port 10/100/1000T 802.3at PoE with 4-port shared 100/1000X SFP + 4-Port 10G SFP+ Stackable Managed Gigabit Switch (370W, Multicast Routing: PIM-DM/SM, DVM RP) | 1199.68 | 1049.72 | 974.74 | 899.76
| SGS-6341-24P6X | Layer 3 24-Port 10/100/1000T 802.3at PoE + 6-Port 10G SFP+ Stackable Managed Ethernet Switch (370W PoE budget, hardware stacking up to 8 units, hardware-based Layer 3 IPv4/IPv6 Routing, BGP4 and VRRP; Multicast Routing: PIM-DM/SM, supports ERPS Ring) | 1272.704 | 1113.616 | 1034.072 | 954.528
| SGS-6341-48T4X | Layer 3 48-Port 10/100/1000T + 4-Port 10G SFP+ Stackable Managed Gigabit Switch | 1103.184 | 965.286 | 896.337 | 827.388
| SGS-6341-48T6X | Layer 3 48-Port 10/100/1000T + 6-Port 10G SFP+ Stackable Managed Ethernet Switch (hardware stacking up to 8 units, hardware-based Layer 3 IPv4/IPv6 Routing, BGP4 and VRRP; Multicast Routing: PIM-DM/SM, supports ERPS Ring) | 1163.168 | 1017.772 | 945.074 | 872.376
| SGS-6310-16S8C4XR | Layer 3 16-Port 100/1000X SFP + 8-Port Gigabit TP/SFP combo + 4-Port 10G SFP+ Stackable Managed Switch with Dual AC Redundant Power(Hardware stacking up to 8 units, hardware-based Layer 3 IPv4/IPv6 Routing and VRRP, supports ERPS Ring, Cloud-based CloudNMS, on-premise NMS controller and mobile app central management, MQTT) | 1037.984 | 908.236 | 843.362 | 778.488
| SGS-6310-8P4X | Layer 3 8-Port 10/100/1000T 802.3at PoE + 4-Port 10G SFP+ Stackable Managed Switch (120W PoE budget, Hardware stacking up to 8 units, hardware-based Layer 3 IPv4/IPv6 dynamic routing and VRRP, supports ERPS Ring, Cloud-based CloudNMS, on-premise NMS controller and mobile app central management, MQTT, fanless design) | 511.168 | 447.272 | 415.324 | 383.376
| SGS-6310-24P4X | Layer 3 24-Port 10/100/1000T 802.3at PoE + 4-Port 10G SFP+ Stackable Managed Switch (370W PoE budget, Hardware stacking up to 8 units, hardware-based Layer 3 IPv4/IPv6 Routing and VRRP, supports ERPS Ring, Cloud-based CloudNMS, on-premise NMS controller and mobile app central management, MQTT) | 910.192 | 796.418 | 739.531 | 682.644
| SGS-6310-24T4X | Layer 3 24-Port 10/100/1000T + 4-Port 10G SFP+ Stackable Managed Switch with Dual AC Redundant Power (Hardware stacking up to 8 units, hardware-based Layer 3 IPv4/IPv6 Routing and VRRP, supports ERPS Ring, Cloud-based CloudNMS, on-premise NMS controller and mobile app central management, MQTT) | 490.304 | 429.016 | 398.372 | 367.728
| SGS-6310-48P6XR | Layer 3 48-Port 10/100/1000T 802.3at PoE + 6-Port 10G SFP+ Stackable Managed Switch (AC 370W, AC+DC 740W PoE budget, Hardware stacking up to 8 units, hardware-based Layer 3 IPv4/IPv6 Routing and VRRP, supports ERPS Ring, Cloud-based CloudNMS, on-premise NMS controller and mobile app central management, MQTT) | 1559.584 | 1364.636 | 1267.162 | 1169.688
| SGS-6310-48T6X | Layer 3 48-Port 10/100/1000T + 6-Port 10G SFP+ Stackable Managed Switch (Hardware stacking up to 8 units, hardware-based Layer 3 IPv4/IPv6 Routing and VRRP, supports ERPS Ring, Cloud-based CloudNMS, on-premise NMS controller and mobile app central management, MQTT, Dual AC Redundant Power) | 928.448 | 812.392 | 754.364 | 696.336
Unmanaged POE Switches with LCD Monitoring
| GSD-1222VHP | 8-Port 10/100/1000T 802.3at PoE + 2-Port 10/100/1000T + 2-Port 1000SX SFP Gigabit Switch with smart color LCD (120W PoE Budget, Standard/VLAN/Extend mode, PoE Budget, bandwidth control, PD alive check setup over LCD ) | 224.288 | 196.252 | 182.234 | 168.216
| GSW-1820VHP | 16-Port 10/100/1000T 802.3at PoE + 2-Port 1000X SFP Gigabit Switch with smart color LCD (300W PoE Budget, Standard/VLAN/Extend mode, PoE budget, bandwidth control, PD alive check setup over LCD) | 417.28 | 365.12 | 339.04 | 312.96
| GSW-2620VHP | 24-Port 10/100/1000T 802.3at PoE + 2-Port 1000SX SFP Gigabit Switch with smart color LCD (300W PoE Budget, Standard/VLAN/Extend mode, PoE Budget, bandwidth control, PD alive check setup over LCD ) | 490.304 | 429.016 | 398.372 | 367.728
| GS-6311-24P4XV | Layer 3 24-Port 10/100/1000T 802.3at PoE + 4-Port 10G SFP+ Managed Ethernet Switch with Smart LCD Screen(370 Watts PoE budget, hardware-based Layer 3 RIPv1/v2, OSPFv2 dynamic routing, supports ERPS Ring, PoE PD alive check and schedule management; supports Standard/VLAN/Extend mode, PoE Budget, bandwidth control setup over LCD, supports Cloud-based CloudNMS, on-premise NMS controller and mobile app central management, MQTT) | 777.184 | 680.036 | 631.462 | 582.888
Aggregation/Access, IPv4/IPv6 L3 Static Routing / Cybersecurity / 802.1Q VLAN
Q-in-Q / MSTP / IGMP Snooping / MLD Snooping / ACL / RADIUS / TACACS+ / 10G Uplink
SSH / TLS / SNMPv3 / EEE / Cable Diagnostic / SFP DDM / Redundant PWR
| GS-5220-16S8CR | L2+ 24-Port 100/1000X SFP with 8 Shared TP + 4-Port 10G SFP+ Managed Switches, W/ 48V Redundant Power (redundant power input on 100~240V AC and 36~72V DC, 802.1Q VLAN, IGMP Snooping, Cybersecurity with PQC, TLSv1.3, SSHv2, SNMPv3, ACL, ERPS Ring, Cloud-based CloudNMS, on-premise NMS controller and mobile app central management, MQTT, IPv4/IPv6 Static Routing, supports 100FX, 1000X, 2.5G SFP and 10G SFP+) | 798.048 | 698.292 | 648.414 | 598.536
| XGS-6311-12X | Layer 3 12-Port 10GBASE-X SFP+ Managed Ethernet Switch (Hardware-based Layer 3 RIPv1/v2, OSPFv2 dynamic routing, supports ERPS Ring, supports 1000X SFP and 10G SFP+, 13” desktop size and rack-mountable, supports Cloud-based CloudNMS, on-premise NMS controller and mobile app central management, MQTT) | 568.544 | 497.476 | 461.942 | 426.408
| XGS-6311-8T4XR | Layer 3 8-Port 10GBASE-T + 4-Port 10GBASE-X SFP+ Managed Ethernet Switch with Dual AC Redundant Power(Hardware-based Layer 3 RIPv1/v2, OSPFv2 dynamic routing, supports ERPS Ring, supports 1000X SFP and 10G SFP+, Dual AC Redundant Power, supports Cloud-based CloudNMS, on-premise NMS controller and mobile app central management, MQTT) | 954.528 | 835.212 | 775.554 | 715.896
| MGS-6311-10T2X | Layer 3 8-Port 2.5GBASE-T + 2-Port 10GBASE-T + 2-Port 10GBASE-X SFP+ Managed Ethernet Switch(Hardware-based Layer 3 RIPv1/v2, OSPFv2 dynamic routing, supports ERPS Ring, supports PLANET NMS Controller MQTT and NMSViewerPro App) | 542.464 | 474.656 | 440.752 | 406.848
| GS-6311-24T4X | Layer 3 24-Port 10/100/1000T + 4-Port 10G SFP+ Managed Ethernet Switch (hardware-based Layer 3 RIPv1/v2, OSPFv2 dynamic routing, supports ERPS Ring, fanless design, supports Cloud-based CloudNMS, on-premise NMS controller and mobile app central management, MQTT) | 412.064 | 360.556 | 334.802 | 309.048
| GS-6311-48T6X | Layer 3 48-Port 10/100/1000T + 6-Port 10G SFP+ Managed Ethernet Switch (hardware-based Layer 3 RIPv1/v2, OSPFv2 dynamic routing, supports ERPS Ring, supports Cloud-based CloudNMS, on-premise NMS controller and mobile app central management, MQTT) | 779.792 | 682.318 | 633.581 | 584.844
| GS-6311-16S8C4XR | Layer 3 16-Port 100/1000X SFP + 8-Port Gigabit TP/SFP combo + 4-Port 10G SFP+ Managed Ethernet Switch with 36-72V DC Redundant Power (hardware-based Layer 3 RIPv1/v2, OSPFv2 dynamic routing, supports ERPS Ring, supports Cloud-based CloudNMS, on-premise NMS controller and mobile app central management, MQTT) | 824.128 | 721.112 | 669.604 | 618.096
| XGS-6320-8X8TR | Layer 3 8-Port 10GBASE-X SFP+ + 8-Port 10GBASE-T Managed Ethernet Switch with 48V DC Redundant Power (Hardware Layer 3 RIPv1/v2, OSPFv2/v3 dynamic routing, supports ERPS Ring, Cloud-based CloudNMS, on-premise NMS controller and mobile app central management, MQTT, Cybersecurity features, supports 1000X, 2.5G SFP and 10G SFP+) | 2263.744 | 1980.776 | 1839.292 | 1697.808
| XGS-6320-12X4TR | Layer 3 12-Port 10GBASE-X SFP+ + 4-Port 10GBASE-T Managed Ethernet Switch with 48V DC Redundant Power (Hardware Layer 3 RIPv1/v2, OSPFv2/v3 dynamic routing, supports ERPS Ring, Cloud-based CloudNMS, on-premise NMS controller and mobile app central management, MQTT, Cybersecurity features, supports 1000X, 2.5G SFP and 10G SFP+) | 2075.968 | 1816.472 | 1686.724 | 1556.976
| MGS-6320-8T2X | L3 4-Port 10/100/1000T + 4-Port 2.5G + 2-Port 10G SFP+ Managed Switch (ERPS Ring, Cloud-based CloudNMS, on-premise NMS controller and mobile app central management, MQTT, Cybersecurity features, Hardware Layer 3 RIPv1/v2, OSPFv2/v3 dynamic routing, supports1G, 2.5G SFP and 10G SFP+) | 597.232 | 522.578 | 485.251 | 447.924
| MGS-6320-2T6S2X | L3 2-Port 100/1000T + 2-Port 100/1G SFP + 4-Port 100/1G/2.5G SFP + 2-Port 10G SFP+ Managed Metro Ethernet Switch (AC+DC Power Redundant, 2xDI, 2xDO, Hardware Layer 3 RIPv1/v2, OSPFv2/v3 dynamic routing, supports ERPS Ring, Cloud-based CloudNMS, on-premise NMS controller and mobile app central management, MQTT, Cybersecurity features) | 646.784 | 565.936 | 525.512 | 485.088
| GS-6320-46S2C4XR | L3 46-Port 100/1000BASE-X SFP + 2-Port Gigabit TP/SFP combo + 4-Port 10G SFP+ Managed Switch W/ 48V Redundant Power (AC+DC Power Redundant, Cybersecurity features, Hardware Layer 3 RIPv1/v2, OSPFv2/v3 dynamic routing, supports Cloud-based CloudNMS, on-premise NMS controller and mobile app central management, MQTT) | 1611.744 | 1410.276 | 1309.542 | 1208.808
| CB-DASFP-0.5M | 10G SFP+ Direct Attach Copper Cable - 0.5 Meters | 59.984 | 52.486 | 48.737 | 44.988
| CB-DASFP-2M | 10G SFP+ Direct Attach Copper Cable - 2 Meters | 78.24 | 68.46 | 63.57 | 58.68
*Metro Layer 2+/4 10/100/1000Mbps & 10G Intelligent Manageable Switch
IPv4/IPv6 L3 Static Routing / ERPS Ring / AC/DC Daul PWR / DI/DO / Front Access / SFP DDM
802.1Q VLAN / Q-in-Q / MSTP / IGMP Snooping / MLD Snooping / ACL / RADIUS / TACACS+ / SSH / SSL / SNMPv3
| MGSD-10080F | 13" 6-Port 100/1G SFP + 2-Port 1G/2.5G SFP + 2-Port 10/100/1000T L2/L4 Managed Metro Ethernet Switch (AC+2 DC, DIDO, ERPS Ring, supports Cloud-based CloudNMS, on-premise NMS controller and mobile app central management, MQTT, Cybersecurity features, IPv4/IPv6 Static Routing, supports 100FX, 1000X and 2.5G SFP) | 568.544 | 497.476 | 461.942 | 426.408
| MGSW-24160F | L2+ 8-Port 10/100/1000T + 12-Port 100/1000X SFP + 4-Port 10G SFP+ Managed Metro Ethernet Switch (redundant power input on 100~240V AC and 36~60V DC terminal block, DIDO, 802.1Q VLAN, IGMP Snooping, TLSv1.2, SSHv2, SNMPv3 Cybersecurity, ACL, ERPS Ring, Cloud-based CloudNMS, on-premise NMS controller and mobile app central management, MQTT, IPv4/IPv6 Static Routing, supports 100FX, 1000X, 2.5G SFP and 10G SFP+) | 1032.768 | 903.672 | 839.124 | 774.576
| MGSW-28240F | L3 14*100/1G SFP with 4 shared 10/100/1000T + 10*1G/2.5G SFP + 4*10G SFP+ Managed Metro Ethernet Switch (AC+DC Power Redundant, 2xDI, 2xDO, Cybersecurity features, Hardware Layer 3 RIPv1/v2, OSPFv2/v3 dynamic routing, supports Cloud-based CloudNMS, on-premise NMS controller and mobile app central management, MQTT),EN61000-6-2/-4 Heavy Industrial EMC certified | 1223.152 | 1070.258 | 993.811 | 917.364
| MGS-6320-2T6S2X | L3 2-Port 100/1000T + 2-Port 100/1G SFP + 4-Port 100/1G/2.5G SFP + 2-Port 10G SFP+ Managed Metro Ethernet Switch (AC+DC Power Redundant, 2xDI, 2xDO, Hardware Layer 3 RIPv1/v2, OSPFv2/v3 dynamic routing, supports ERPS Ring, Cloud-based CloudNMS, on-premise NMS controller and mobile app central management, MQTT, Cybersecurity features) | 646.784 | 565.936 | 525.512 | 485.088
* Layer 2/4 10/100/1000Mbps Web/SNMP Manageable Switch
IPv6 / 802.1Q VLAN / Q-in-Q / MSTP / IGMP Snooping / ACL / RADIUS / TACACS+ / SSH / SSL / SNMPv3
| GSD-1002M | IPv4/IPv6 Managed 8-Port 10/100/1000Mbps + 2-Port 100/1000X SFP Gigabit Desktop Ethernet Switch (POE PD, External PWR, SNMPv3, 802.1Q VLAN, IGMP Snooping, TLS, SSH, ACL, supports ERPS Ring, Cloud-based CloudNMS, on-premise NMS controller and mobile app central management, MQTT and Cybersecurity feature) | 224.288 | 196.252 | 182.234 | 168.216
| GS-4210-8T2S | IPv4/IPv6, 8-Port 10/100/1000T + 2-Port 100/1000X SFP L2/L4 SNMP Manageable Gigabit Ethernet Switch(supports ERPS Ring, Cloud-based CloudNMS, on-premise NMS controller and mobile app central management, MQTT, Cybersecurity, 12-inch and rack-mountable) | 195.6 | 171.15 | 158.925 | 146.7
| GS-4210-16T2S | IPv4/IPv6, 16-Port 10/100/1000Base-T + 2-Port 100/1000MBPS SFP L2/L4 SNMP Manageable Gigabit Ethernet Switch(supports ERPS Ring, Cloud-based CloudNMS, on-premise NMS controller and mobile app central management, MQTT and Cybersecurity feature) | 276.448 | 241.892 | 224.614 | 207.336
| GS-4210-24T2S | IPv4/IPv6, 24-Port 10/100/1000T + 2-Port 1G/2.5G SFP L2/L4 SNMP Managed Ethernet Switch(supports ERPS Ring, Cloud-based CloudNMS, on-premise NMS controller and mobile app central management, MQTT and Cybersecurity feature) | 326 | 285.25 | 264.875 | 244.5
| GS-4210-24T4S | IPv4/IPv6, 24-Port 10/100/1000T + 4-Port 1G/2.5G SFP L2/L4 SNMP Manageable Gigabit Ethernet Switch(supports ERPS Ring, Cloud-based CloudNMS, on-premise NMS controller and mobile app central management, MQTT and Cybersecurity feature) | 344.256 | 301.224 | 279.708 | 258.192
| GS-4210-24T4SR | IPv4/IPv6, 24-Port 10/100/1000T + 4-Port 1G/2.5G SFP L2/L4 SNMP Manageable Gigabit Ethernet Switch with 36-72V Redundant Power (supports ERPS Ring, Cloud-based CloudNMS, on-premise NMS controller and mobile app central management, MQTT and Cybersecurity feature) | 359.904 | 314.916 | 292.422 | 269.928
19" Rack Mountable Web/Smart Managed Ethernet Switch
| GS-2210-8T2S | 8-Port 10/100/1000T + 2-Port 1000X SFP Web Smart Ethernet Switch (802.1Q VLAN, Link Aggregation, IGMP Snooping, QoS, Bandwidth and Storm Control, Loop Guard, DHCP snooping, supports PLANET Cloud-based CloudNMS, on-premise NMS controller and mobile app central management, supports 100FX SFP, fanless design) | 130.4 | 114.1 | 105.95 | 97.8
| GS-2210-16T2S | 16-Port 10/100/1000T + 2-Port 1000X SFP Web Smart Ethernet Switch (802.1Q VLAN, Link Aggregation, IGMP Snooping, QoS, Bandwidth and Storm Control, Loop Guard, DHCP snooping, supports PLANET Cloud-based CloudNMS, on-premise NMS controller and mobile app central management, supports 100FX SFP, fanless design) | 169.52 | 148.33 | 137.735 | 127.14
| GS-2210-24T2S | 24-Port 10/100/1000T + 2-Port 1000X SFP Web Smart Ethernet Switch (802.1Q VLAN, Link Aggregation, IGMP Snooping, QoS, Bandwidth and Storm Control, Loop Guard, DHCP snooping, supports PLANET Cloud-based CloudNMS, on-premise NMS controller and mobile app central management, supports 100FX SFP, fanless design) | 203.424 | 177.996 | 165.282 | 152.568
19" Rack Mountable Unmanaged Ethernet Switch
| GSW-1601 | 16-Port 10/100/1000Mbps Gigabit Ethernet Switch (4 operation modes: Standard/VLAN/Flow Control/Port Trunk via DIP switch, EEE power saving ) | 109.536 | 95.844 | 88.998 | 82.152
| GSW-2401 | 24-Port 10/100/1000Mbps Gigabit Ethernet Switch (4 operation modes: Standard/VLAN/Flow Control/Port Trunk via DIP switch, EEE power saving) | 127.792 | 111.818 | 103.831 | 95.844
| MGS-910X | 8-Port 10/100/1000/2500T + 1-Port 10G SFP+ Multigigabit Ethernet Switch (Fanless design, Standard/VLAN mode, desktop size with rackmount kit) | 146.048 | 127.792 | 118.664 | 109.536
SOHO / Desktop Ethernet Switch
| SW-504 | 5-Port 10/100Base-TX Ethernet Switch, Plastic | 17.7344 | 15.5176 | 14.4092 | 13.3008
| FSD-503 | 5-Port 10/100Mbps Fast Ethernet Switch, Metal | 23.9936 | 20.9944 | 19.4948 | 17.9952
| FSD-803 | 8-Port 10/100Mbps Fast Ethernet Switch, Metal | 28.1664 | 24.6456 | 22.8852 | 21.1248
| GSD-503 | 5-Port 10/100/1000Mbps Gigabit Ethernet Switch (External Power) - Metal Case | 29.992 | 26.243 | 24.3685 | 22.494
| GSD-803 | 8-Port 10/100/1000Mbps Gigabit Ethernet Switch (External Power) - Metal Case | 40.6848 | 35.5992 | 33.0564 | 30.5136
| GSD-805 | 8-Port 1000Base-T Desktop Gigabit Ethernet Switch - Internal Power | 73.024 | 63.896 | 59.332 | 54.768
Rack Mount Kits
| RKE-10A | Rack Mount Kits for 10-inch cabinet (10" Desktop Switch) | 7.824 | 6.846 | 6.357 | 5.868
| RKE-10B | Rack Mount Kits for 19-inch cabinet (10" Desktop Switch) | 13.04 | 11.41 | 10.595 | 9.78
| RKE-10A-C | Rack Mount Kits in dark blue for 10-inch cabinet (10" Desktop Switch) | 7.824 | 6.846 | 6.357 | 5.868
| RKE-10B-C | Rack Mount Kits in dark blue for 19-inch cabinet (10" Desktop Switch) | 13.04 | 11.41 | 10.595 | 9.78
| RKE-DIN-C | DIN-Rail Mounting Kit in silver | 7.824 | 6.846 | 6.357 | 5.868
| RKE-DIN-S50 | DIN-rail Mounting Kit, 50mm wide Spring-type | 7.824 | 6.846 | 6.357 | 5.868
Power Over Ethernet (POE)
Aggregation/Access Layer 3 , IPv4/IPv6 L3 Static Routing /OSPFv2 / ERPS Ring / Cybersecurity / 802.1Q VLAN
Q-in-Q / MSTP / IGMP Snooping / MLD Snooping / ACL / RADIUS / TACACS+ / 802.3bt Ultra POE 95W, 10G Uplink
SSH / TLS / SNMPv3 / EEE / Cable Diagnostic / SFP DDM / Redundant PWR
| MGS-6311-8P2X | Layer 3, 8-Port 2.5GBASE-T 802.3at PoE + 2-Port 10GBASE-X SFP+ Managed Ethernet Switch(120W PoE budget, hardware-based Layer 3 RIPv1/v2, OSPFv2 dynamic routing, supports ERPS Ring, PoE PD alive check and schedule management, supports Cloud-based CloudNMS, on-premise NMS controller and mobile app central management, MQTT) | 547.68 | 479.22 | 444.99 | 410.76
| MGS-6311-8UP4X | Layer 3, 8-Port 2.5GBASE-T 95W 802.3bt PoE + 4-Port 10GBASE-X SFP+ Managed Ethernet Switch(240W PoE budget, hardware-based Layer 3 RIPv1/v2, OSPFv2 dynamic routing, supports ERPS Ring, PoE PD alive check and schedule management, supports Cloud-based CloudNMS, on-premise NMS controller and mobile app central management, MQTT) | 652 | 570.5 | 529.75 | 489
| MGS-6311-24UPL6X | Layer 3, 24-Port 2.5GBASE-T 95W 802.3bt PoE + 6-Port 10GBASE-X SFP+ Managed Ethernet Switch(720W PoE budget, hardware-based Layer 3 RIPv1/v2, OSPFv2 dynamic routing, supports ERPS Ring, PoE PD alive check and schedule management, supports Cloud-based CloudNMS, on-premise NMS controller and mobile app central management, MQTT) | 1298.784 | 1136.436 | 1055.262 | 974.088
| GS-6311-24HP4X | Layer 3 8-Port 10/100/1000T 90W 802.3bt PoE + 16-Port 10/100/1000T 802.3at PoE + 4-Port 10G SFP+ Managed Ethernet Switch (475 Watts PoE budget, hardware-based Layer 3 RIPv1/v2, OSPFv2 dynamic routing, supports ERPS Ring, PoE PD alive check and schedule management, supports Cloud-based CloudNMS, on-premise NMS controller and mobile app central management, MQTT) | 933.664 | 816.956 | 758.602 | 700.248
| GS-6311-24PL4X | Layer 3 24-Port 10/100/1000T 802.3at PoE + 4-Port 10G SFP+ Managed Ethernet Switch (720 Watts PoE budget, hardware-based Layer 3 RIPv1/v2, OSPFv2 dynamic routing, ERPS Ring, PoE PD alive check and schedule management, supports Cloud-based CloudNMS, on-premise NMS controller and mobile app central management, MQTT) | 980.608 | 858.032 | 796.744 | 735.456
| GS-6311-24P4XV | Layer 3 24-Port 10/100/1000T 802.3at PoE + 4-Port 10G SFP+ Managed Ethernet Switch with Smart LCD Screen(370 Watts PoE budget, hardware-based Layer 3 RIPv1/v2, OSPFv2 dynamic routing, supports ERPS Ring, PoE PD alive check and schedule management; supports Standard/VLAN/Extend mode, PoE Budget, bandwidth control setup over LCD, supports Cloud-based CloudNMS, on-premise NMS controller and mobile app central management, MQTT) | 782.4 | 684.6 | 635.7 | 586.8
| GS-6311-48P6X | Layer 3 48-Port 10/100/1000T 802.3at PoE + 6-Port 10G SFP+ Managed Ethernet Switch (600W PoE budget, hardware-based Layer 3 RIPv1/v2, OSPFv2 dynamic routing, supports ERPS Ring, PoE PD alive check and schedule management, supports Cloud-based CloudNMS, on-premise NMS controller and mobile app central management, MQTT) | 1246.624 | 1090.796 | 1012.882 | 934.968
| XGS-6320-8UP4X | Layer 3 8-Port 10GBASE-T 95W 802.3bt PoE + 4-Port 10GBASE-X SFP+ Managed Ethernet Switch (420W PoE Budget, 8-port 95W PoE++, 802.3bt/Legacy/Force modes, PoE PD alive check and schedule management, Hardware Layer 3 RIPv1/v2, OSPFv2/v3 dynamic routing, supports ERPS Ring, ONVIF, Cloud-based CloudNMS, on-premise NMS controller and mobile app central management, MQTT, Cybersecurity features, supports 1000X, 2.5G SFP and 10G SFP+) | 2057.712 | 1800.498 | 1671.891 | 1543.284
| GS-6322-24P4X | L3 24-Port 10/100/1000T 95W 802.3bt PoE + 2-Port 10GBASE-T + 2-Port 10G SFP+ Managed Switch with dual modular power supply slots (24-port 95W PoE++, max. 2,280-watt PoE budget, RPS(1+1)/EPS(2+0) mode, ERPS Ring, ONVIF, Cybersecurity features, Hardware Layer3 OSPFv2 and IPv4/IPv6 Static Routing, supports Cloud-based CloudNMS, on-premise NMS controller and mobile app central management, MQTT) | 2334.16 | 2042.39 | 1896.505 | 1750.62
| GS-6322-48UP4X | L3 48-Port 10/100/1000T 95W 802.3bt PoE + 4-Port 10G SFP+ Managed Switch with dual modular power supply slots (48-port 95W PoE++, max. 3,200-watt PoE budget, RPS(1+1)/EPS(2+0) mode, ERPS Ring, ONVIF, Cybersecurity features, Hardware Layer 3 RIPv2, OSPFv2/v3 dynamic routing, supports Cloud-based CloudNMS, on-premise NMS controller and mobile app central management, MQTT) | 3463.424 | 3030.496 | 2814.032 | 2597.568
| PWR-CRPS920 | 920W CRPS AC Power Supply, C16 socket, 54V DC output, 720-watt PoE budget@100-240VAC for GS-6322-24P4X and GS-6322-48UP4X | 438.144 | 383.376 | 355.992 | 328.608
| PWR-CRPS1200 | 1200W CRPS AC Power Supply, C16 socket, 54V DC output, 1000-watt PoE budget@100-240VAC for GS-6322-24P4X and GS-6322-48UP4X | 511.168 | 447.272 | 415.324 | 383.376
| PWR-CRPS2000 | 2000W CRPS AC Power Supply, C16 socket, 54V DC output, 1600-watt PoE budget@220-240VAC; 1000-watt PoE budget@110VAC for GS-6322-24P4X and GS-6322-48UP4X | 777.184 | 680.036 | 631.462 | 582.888
Aggregation/Access Layer 3 , IPv4/IPv6 L3 Static Routing /OSPFv2 / ERPS Ring / Cybersecurity / 802.1Q VLAN
Q-in-Q / MSTP / IGMP Snooping / MLD Snooping / ACL / RADIUS / TACACS+ / 802.3af/at 15/30W POE, 10G Uplink
SSH / TLS / SNMPv3 / EEE / Cable Diagnostic / SFP DDM / Redundant PWR
| GS-5220-8P2T2S | IPv4/IPv6 L2+/L4 8-Port 10/100/1000T 802.3at PoE + 2-Port 10/100/1000T + 2-Port 100/1000SFP Managed Ethernet Switch (240W PoE Budget, 250m Extend mode, Layer3 IPv4/IPv6 Static Routing, ONVIF, Cloud-based CloudNMS, on-premise NMS controller and mobile app central management, MQTT, Cybersecurity features) | 589.408 | 515.732 | 478.894 | 442.056
Managed 802.3at/bt High Power 15W/30W/60W/95W POE Switch
| GS-4210-16UP8T4X | IPv6/IPv4, 16-Port 10/100/1000T 95W 802.3bt PoE + 8-Port 10/100/1000T + 4-Port 10G SFP+ Managed Switch (420W PoE budget, PoE PD alive check and schedule management, 250m Extend mode, 802.1Q VLAN, IGMP Snooping, TLSv1.2, SSHv2, SNMPv3, Cybersecurity, ACL, ERPS Ring, Cloud-based CloudNMS, on-premise NMS controller and mobile app central management, MQTT, supports 100FX, 1000X, 2.5G SFP and 10G SFP+) | 936.272 | 819.238 | 760.721 | 702.204
| GS-4210-24UP4X | IPv6/IPv4, 24-Port 10/100/1000T 95W 802.3bt PoE + 4-Port 10G SFP+ Managed Switch (720W PoE budget, PoE PD alive check and schedule management, 250m Extend mode, 802.1Q VLAN, IGMP Snooping, TLSv1.2, SSHv2, SNMPv3, Cybersecurity, ACL, ERPS Ring, Cloud-based CloudNMS, on-premise NMS controller and mobile app central management, MQTT, supports 100FX, 1000X, 2.5G SFP and 10G SFP+) | 1189.248 | 1040.592 | 966.264 | 891.936
| GS-4210-24P4C | IPv6/IPv4, 24-Port Managed 802.3at PoE+ Gigabit Ethernet Switch + 4-Port Gigabit Combo TP/SFP (370W PoE Budget, 250m Extend mode, supports ERPS Ring, Cloud-based CloudNMS, on-premise NMS controller and mobile app central management, MQTT and cybersecurity | 638.96 | 559.09 | 519.155 | 479.22
| GS-4210-24PL4C | IPv6/IPv4, 24-Port Managed 802.3at PoE+ Gigabit Ethernet Switch + 4-Port Gigabit Combo TP/SFP (650W PoE Budget, 250m Extend mode, supports ERPS Ring, Cloud-based CloudNMS, on-premise NMS controller and mobile app central management, MQTT and cybersecurity features) | 771.968 | 675.472 | 627.224 | 578.976
| GS-4210-24P2S | IPv4, 24-Port Managed 802.3at POE+ Gigabit Ethernet Switch + 2-Port 1G/2.5G SFP (370W PoE Budget, 250m Extend mode, supports ERPS Ring, Cloud-based CloudNMS, on-premise NMS controller and mobile app central management, MQTT and cybersecurity features) | 589.408 | 515.732 | 478.894 | 442.056
| GS-4210-16P4C | IPv6/IPv4, 16-Port Managed 802.3at PoE+ Gigabit Ethernet Switch + 4-Port Gigabit Combo TP/SFP (240W PoE Budget, 250m Extend mode, supports ERPS Ring, Cloud-based CloudNMS, on-premise NMS controller and mobile app central management, MQTT and cybersecurity) | 537.248 | 470.092 | 436.514 | 402.936
| GS-4210-16P2S | IPv6/IPv4, 16-Port 10/100/1000T 802.3at PoE+ 2-Port 1G/2.5G SFP L2/L4 Managed Ethernet Switch (240W PoE budget, supports ERPS Ring, Cloud-based CloudNMS, on-premise NMS controller and mobile app central management, MQTT and Cybersecurity feature) | 503.344 | 440.426 | 408.967 | 377.508
| GS-4210-8P2C | IPv4/IPv6, 8-Port Managed 802.3at POE+ Gigabit Ethernet Switch + 2-Port 10/100/1000Mbps RJ45 + 2-Port 100/1000X SFP (120W PoE Budget, 250m Extend mode, supports Cloud-based CloudNMS, on-premise NMS controller and mobile app central management, MQTT and cybersecurity features) | 286.88 | 251.02 | 233.09 | 215.16
| GS-4210-8P2S | IPv4/IPv6, 8-Port Managed 802.3at POE+ Gigabit Ethernet Switch + 2-Port 100/1000X SFP (120W PoE Budget, 250m Extend mode, supports Cloud-based CloudNMS, on-premise NMS controller and mobile app central management, MQTT and cybersecurity features, fanless design) | 258.192 | 225.918 | 209.781 | 193.644
| GS-4210-8UP2X | L2+ 8-Port 10/100/1000T 95W 802.3bt PoE + 2-Port 10G SFP+ Managed Ethernet Switch (240W PoE Budget, PoE PD alive check and schedule management, 250m Extend mode, 802.1Q VLAN, IGMP Snooping, TLSv1.3, SSHv2, SNMPv3, Cybersecurity, ACL, IPv4/IPv6 Static Routing, ERPS Ring, Cloud-based CloudNMS, on-premise NMS controller and mobile app central management, MQTT and Cybersecurity feature, supports 100FX, 1000X, 2.5G SFP and 10G SFP+, 12” desktop size and rack-mountable) | 474.656 | 415.324 | 385.658 | 355.992
| GS-4210-8UP2S | IPv6/IPv4, 8-Port 10/100/1000T 802.3bt 95W PoE + 2-Port 100/1000X SFP Managed Switch(180W PoE Budget, 250m Extend mode, supports ERPS Ring, Cloud-based CloudNMS, on-premise NMS controller and mobile app central management, MQTT and cybersecurity features) | 318.176 | 278.404 | 258.518 | 238.632
| FGSW-1816HPS | 16-Port 10/100TX 802.3at PoE + 2-Port Gigabit TP/SFP Combo Managed Ethernet Switch (240W, 250m Extend mode, IPv4/IPv6 Management, SNMPv3, 802.1s MSTP, 802.1x Authentication, ACL, PD Alive Check, Cybersecurity features) | 359.904 | 314.916 | 292.422 | 269.928
19" Rack Mountable Web/Smart Managed Ethernet PoE Switch
| GS-2210-8P2S | 8-Port 10/100/1000T 802.3at PoE + 2-Port 1000X SFP Web Smart Ethernet Switch (120W PoE Budget, 802.1Q VLAN, Link Aggregation, IGMP Snooping, QoS, Bandwidth and Storm Control, Loop Guard, DHCP snooping, PD Alive Check, PoE Schedule, ONVIF Detect, supports PLANET Cloud-based CloudNMS, on-premise NMS controller and mobile app central management, supports 100FX SFP) | 203.424 | 177.996 | 165.282 | 152.568
| GS-2210-16P2S | 16-Port 10/100/1000T 802.3at PoE + 2-Port 1000X SFP Web Smart Ethernet Switch (240W PoE Budget, 802.1Q VLAN, Link Aggregation, IGMP Snooping, QoS, Bandwidth and Storm Control, Loop Guard, DHCP snooping, PD Alive Check, PoE Schedule, ONVIF Detect, supports PLANET Cloud-based CloudNMS, on-premise NMS controller and mobile app central management, supports 100FX SFP) | 354.688 | 310.352 | 288.184 | 266.016
| GS-2210-24P2S | 24-Port 10/100/1000T 802.3at PoE + 2-Port 1000X SFP Web Smart Ethernet Switch (260W PoE Budget, 802.1Q VLAN, Link Aggregation, IGMP Snooping, QoS, Bandwidth and Storm Control, Loop Guard, DHCP snooping, PD Alive Check, PoE Schedule, ONVIF Detect, supports PLANET Cloud-based CloudNMS, on-premise NMS controller and mobile app central management, supports 100FX SFP) | 482.48 | 422.17 | 392.015 | 361.86
Unmanaged 100/1G/2.5G, 802.3af/at/bt High Power PoE Switch
| GSD-1008HP | 8-Port 10/100/1000T 802.3at PoE + 2-Port 10/100/1000T Desktop Switch (120W PoE Budget, Standard/VLAN/Extend mode, supports PD alive check, 10-inch and rack-mountable) | 151.264 | 132.356 | 122.902 | 113.448
| GSD-908HP | 8-Port 10/100/1000T Gigabit 802.3at POE Ethernet Switch plus 1-Port Gigabit Ethernet Switch (100W POE Budget with External Power Supply, VLAN mode support) | 161.696 | 141.484 | 131.378 | 121.272
| GSD-604HP | 4-Port 10/100/1000T 802.3at POE + 2-Port 10/100/1000T Desktop Switch (65W POE Budget, External Power Supply, Standard/VLAN/Extend mode) | 99.104 | 86.716 | 80.522 | 74.328
| FSD-1008HP | 8-Port 10/100TX 802.3at PoE + 2-Port 10/100TX Desktop Switch (120W PoE Budget, Standard/VLAN/Extend mode, fanless, 10-inch and rack-mountable) | 99.104 | 86.716 | 80.522 | 74.328
| FSD-604HP | 4-Port 10/100TX 802.3at POE + 2-Port 10/100TX Desktop Switch (60W POE Budget, 250m Extend mode, fanless, internal Power Supply) | 53.464 | 46.781 | 43.4395 | 40.098
| MGS-910XP | 8-Port 10/100/1000/2500T 802.3at PoE + 1-Port 10G SFP+ Multigigabit Ethernet Switch (120 Watts PoE Budget, Standard/VLAN mode, desktop size with rackmount kit) | 203.424 | 177.996 | 165.282 | 152.568
| GSD-1022UP | 2-Port 10/100/1000T 802.3bt PoE + 4-Port 10/100/1000T 802.3at PoE + 2-Port 10/100/1000T + 2-Port 1000X SFP Desktop Switch (180W PoE Budget, 95 Watt 802.3bt Type 4/UPOE/Legacy mode support via DIP switch, 10-inch and rack-mountable) | 208.64 | 182.56 | 169.52 | 156.48
| GSD-2022P | 16-Port 10/100/1000T 802.3at PoE + 2-Port 10/100/1000T + 2-Port 1000X SFP Unmanaged Gigabit Ethernet Switch (185W PoE Budget, Standard/VLAN/Extend mode, supports PD alive check, desktop size with rackmount kit) | 258.192 | 225.918 | 209.781 | 193.644
| GSW-1820HP | 16-Port 10/100/1000T 802.3at PoE + 2-Port 1000X SFP Ethernet Switch (250W PoE Budget, Standard/VLAN/Extend mode, supports PD alive check) | 250.368 | 219.072 | 203.424 | 187.776
| GSW-2620HP | 24-Port 10/100/1000T 802.3at PoE + 2-Port 1000X SFP Unmanaged Gigabit Ethernet Switch (250W PoE Budget, Standard/VLAN/Extend mode, supports PD alive check) | 354.688 | 310.352 | 288.184 | 266.016
| GSW-5240HP | 48-Port 10/100/1000T 802.3at PoE + 4-Port 1000X SFP Unmanaged Gigabit Ethernet Switch (370W PoE budget, supports PD alive check) | 771.968 | 675.472 | 627.224 | 578.976
Unmanaged/Managed 802.3af/at/bt PoE / Ultra POE, Injector Hubs, Injectors, Splitters, Extenders
| HPOE-2400G | 24-Port 802.3at 30w Managed Gigabit High Power over Ethernet Injector Hub (full power - 720W, intelligent PoE with PD alive check/schedule management, IPv4/IPv6 HTTP/HTTPs Management, SNMPv3, Cloud-based CloudNMS, on-premise NMS controller and mobile app central management, MQTT and Cybersecurity feature) | 824.128 | 721.112 | 669.604 | 618.096
| HPOE-1200G | 12-Port 802.3at 30w Managed Gigabit Power over Ethernet Injector Hub (360W PoE budget, PoE Schedule, IPv4/IPv6 HTTP/HTTPs Management, SNMPv3, Cloud-based CloudNMS, on-premise NMS controller and mobile app central management, MQTT and Cybersecurity feature) | 620.704 | 543.116 | 504.322 | 465.528
| HPOE-460 | 4-Port 802.3at 30W High Power over Ethernet Injector Hub - 120W External Power Adapter | 169.52 | 148.33 | 137.735 | 127.14
| POE-2400G | 24-Port 802.3at 30w Managed Gigabit High Power over Ethernet Injector Hub (full power - 440W, intelligent PoE with PD alive check/schedule management, IPv4/IPv6 HTTP/HTTPs Management, SNMPv3, Cloud-based CloudNMS, on-premise NMS controller and mobile app central management, MQTT and Cybersecurity feature) | 725.024 | 634.396 | 589.082 | 543.768
| POE-1200G | 12-Port 802.3at 30w Managed Gigabit Power over Ethernet Injector Hub (220W PoE budget, PoE Schedule, IPv4/IPv6 HTTP/HTTPs Management, SNMPv3, Cloud-based CloudNMS, on-premise NMS controller and mobile app central management, MQTT and Cybersecurity feature) | 542.464 | 474.656 | 440.752 | 406.848
60/95-watt Ultra PoE Injector Hubs, Injectors, Splitter
| UPOE-400 | 4-Port Multi-Gigabit 802.3bt PoE++ Injector Hub (160 Watts PoE budget, PoE Usage LED, 10M/100M/1G/2.5G/5Gbps speed, BT/Legacy/Force DIP switch), 54V 180W AC power adapter included | 359.904 | 314.916 | 292.422 | 269.928
| UPOE-800G | 8-Port Gigabit 95W 802.3bt PoE++ Managed Injector Hub (400W PoE budget, PoE Schedule, IPv4/IPv6 HTTP/HTTPs Management, SNMPv3, Cloud-based CloudNMS, on-premise NMS controller and mobile app central management, MQTT and Cybersecurity feature) | 910.192 | 796.418 | 739.531 | 682.644
| UPOE-1600G | 16-Port Gigabit 95W 802.3bt PoE++ Managed Injector Hub (600W PoE Budget, PoE Schedule, IPv4/IPv6 HTTP/HTTPs Management, SNMPv3, Cloud-based CloudNMS, on-premise NMS controller and mobile app central management, MQTT and cybersecurity) | 1168.384 | 1022.336 | 949.312 | 876.288
| UPOE-2400G | 24-Port Gigabit 95W 802.3bt PoE++ Managed Injector Hub (800W PoE Budget, PoE Schedule, IPv4/IPv6 HTTP/HTTPs Management, SNMPv3, Cloud-based CloudNMS, on-premise NMS controller and mobile app central management, MQTT and cybersecurity) | 1710.848 | 1496.992 | 1390.064 | 1283.136
| UPOE-800XG | 8-Port 10Gbps 95W 802.3bt PoE++ Managed Injector Hub (400W PoE budget, PoE Schedule, 10/100/1G/2.5G/5G/10Gbps data rate, IPv4/IPv6 HTTP/HTTPs Management, SNMPv3, Cloud-based CloudNMS, on-premise NMS controller and mobile app central management, MQTT and Cybersecurity feature) | 1137.088 | 994.952 | 923.884 | 852.816
| UPOE-1600XG | 16-Port 10Gbps 95W 802.3bt PoE++ Managed Injector Hub (600W PoE budget, PoE Schedule, 10/100/1G/2.5G/5G/10Gbps data rate, IPv4/IPv6 HTTP/HTTPs Management, SNMPv3, Cloud-based CloudNMS, on-premise NMS controller and mobile app central management, MQTT and Cybersecurity feature) | 1559.584 | 1364.636 | 1267.162 | 1169.688
| UPOE-2400XG | 24-Port 10Gbps 95W 802.3bt PoE++ Managed Injector Hub (800W PoE budget, PoE Schedule, 10/100/1G/2.5G/5G/10Gbps data rate, IPv4/IPv6 HTTP/HTTPs Management, SNMPv3, Cloud-based CloudNMS, on-premise NMS controller and mobile app central management, MQTT and Cybersecurity feature) | 2446.304 | 2140.516 | 1987.622 | 1834.728
| POE-173 | Single Port 10/100/1000Mbps Ultra POE Injector (60 Watts) - w/internal power | 83.456 | 73.024 | 67.808 | 62.592
| POE-172 | Single Port 10/100/1000Mbps Ultra POE Injector (60 Watts) - w/internal power, 802.3at PoE compatible | 86.064 | 75.306 | 69.927 | 64.548
| POE-171A-60 | Single-Port Multi-gigabit 802.3bt PoE++ Injector (60 Watts, 802.3bt Type-3, UPoE, Legacy mode support, PoE Usage LED, 10M/100M/1G/2.5G/5G speed) -w/external power adapter | 156.48 | 136.92 | 127.14 | 117.36
| POE-171A-95 | Single-Port Multi-Gigabit 802.3bt PoE++ Injector (95 Watts, 802.3bt Type-4, UPoE, Legacy mode support, PoE Usage LED, 10/100/1G/2.5G/5G Data rate) -w/external power adapter | 208.64 | 182.56 | 169.52 | 156.48
| POE-175-95 | Single-Port 10/100/1000Mbps 802.3bt PoE++ Injector (95 Watts, 802.3bt Type-4/UPoE/Legacy mode support via DIP switch) - w/ internal power | 195.6 | 171.15 | 158.925 | 146.7
| POE-176-95 | Single-Port 10Gbps 802.3bt PoE++ Injector (95 Watts, 802.3bt Type-4, Legacy, force mode support, PoE Usage LED, 10/100/1G/2.5G/5G/10Gbps Data rate) -w/external 54V 130W AC power adapter included | 213.856 | 187.124 | 173.758 | 160.392
| POE-171S | Single Port 10/100/1000Mbps Ultra POE Splitter (12V/19V/24V) | 146.048 | 127.792 | 118.664 | 109.536
| POE-172S | Single Port 10/100/1000Mbps 95W Ultra PoE Splitter (12V/19V/24V) | 125.184 | 109.536 | 101.712 | 93.888
| POE-173S | Single-Port 10/100/1000T 802.3bt PoE++ Splitter (12V/19/24V, 802.3bt type 4 PD, PoH compatible) | 203.424 | 177.996 | 165.282 | 152.568
| POE-173S-12V | Single-Port 10/100/1000T 802.3bt PoE++ Splitter – 12V DC(802.3bt type 4 PD, UL certified) | 203.424 | 177.996 | 165.282 | 152.568
| POE-E301 | 1-Port 802.3bt to 1-Port 802.3bt Gigabit PoE++ Extender(95 Watts 802.3bt PoE++ Input, BT/UPOE mode output support via DIP switch, compact size and wall-mountable design) | 125.184 | 109.536 | 101.712 | 93.888
| POE-E304 | 1-Port 95W 802.3bt PoE++ to 4-Port 802.3af/at Gigabit PoE Extender (Standard/VLAN/Extend mode via DIP switch) | 109.536 | 95.844 | 88.998 | 82.152
802.3at Injector, Splitter, Extender
| POE-163 | IEEE802.3at High Power PoE+ Gigabit Ethernet Injector - 30W (All-in-one Pack) | 49.552 | 43.358 | 40.261 | 37.164
| POE-165 | Single-Port Multigigabit 802.3at PoE+ Injector - 30W (All-in-one Pack, 10M/100M/1G/2.5G/5G speed) | 49.0304 | 42.9016 | 39.8372 | 36.7728
| POE-161S | Gigabit IEEE802.3at High Power PoE Splitter - 5V/12V | 67.808 | 59.332 | 55.094 | 50.856
| POE-162S | IEEE802.3at High Power PoE Splitter - 12V/24V | 67.808 | 59.332 | 55.094 | 50.856
| POE-E201 | IEEE802.3at POE+ Repeater (Extender) - High Power POE | 101.712 | 88.998 | 82.641 | 76.284
| POE-E202 | 1-Port 802.3at PoE+ to 2-Port 802.3af/at Gigabit PoE Extender | 100.6688 | 88.0852 | 81.7934 | 75.5016
Pro AV Switches
| AVS-4210-24HP4X | 8-Port 10/100/1000T 802.3bt 95WPoE + 16-Port 10/100/1000T 802.3at PoE + 4-Port 10G SFP+ Managed AV Switch (450W PoE Budget, rear facing port designed for AV rack installation, friendly AV user WEB interface, Dante and NDI Pro AV templates, configurable fanless mode, supports ERPS Ring, Cloud-based CloudNMS, on-premise NMS controller and mobile app central management, MQTT and Cybersecurity features, supports 100FX, 1000X, 2.5G SFP and 10G SFP+) | 959.744 | 839.776 | 779.792 | 719.808
| AVS-4210-8HP2X | L2+ 4-Port 10/100/1000T 802.3bt 95WPoE + 4-Port 10/100/1000T 802.3at PoE + 2-Port 10G SFP+ Managed AV Switch (240W PoE Budget, 12” desktop size and rack-mountable, friendly AV user WEB interface, Dante and NDI Pro AV templates, configurable fanless mode, supports IPv4/IPv6 Static Routing, ERPS Ring, Cloud-based CloudNMS, on-premise NMS controller and mobile app central management, MQTT and Cybersecurity feature, supports 100FX, 1000X, 2.5G SFP and 10G SFP+) | 474.656 | 415.324 | 385.658 | 355.992
Long Reach POE Solutions
* POE Transmission up to 1KM Over Coaxial Cable, up to 500 Meters Over UTP Cable
| LRP-101C-KIT | 1-Port Long Reach POE over Coax Extender Kit (LRP-101CH+LRP-101CE), -20 to 70 Degree C, up to 1KM | 391.2 | 342.3 | 317.85 | 293.4
| LRP-101CH | 1-Port Long Reach POE over Coax Injector, -20 to 70 Degree C, up to 1KM | 213.856 | 187.124 | 173.758 | 160.392
| LRP-101CE | 1-Port 10/100TX POE PSE + 1-Port Coax Long Reach POE Extender, -20 to 70 Degree C | 224.288 | 196.252 | 182.234 | 168.216
| LRP-101U-KIT | 1-Port Long Reach POE over UTP Extender Kit (LRP-101UH+LRP-101UE), -20 to 70 Degree C, up to 500 meter | 388.592 | 340.018 | 315.731 | 291.444
| LRP-101UH | 1-Port Long Reach POE over UTP Injector, -20 to 70 Degree C, up to 500 meter | 213.856 | 187.124 | 173.758 | 160.392
| LRP-111U-KIT | IP30 Industrial 1-Port 10/100TX 802.3bt PoE + 1-Port UTP Long Reach PoE Kit (LRP-111UH + LRP-111UE, -40 to 75 Degrees C, 802.3bt PoE++ or external 48~54V DC input, up to 500 meters UTP cable@100Mbps or 800 meters UTP cable@10Mbps) | 464.224 | 406.196 | 377.182 | 348.168
| PWR-65-56 | 65W AC to DC Power Adapter (100-240VAC to 54VDC) - for LRP-101 series | 33.3824 | 29.2096 | 27.1232 | 25.0368
| LRP-822CS | IPv4/IPv6, 8-Port Coax + 2-Port 10/100/1000T + 2-Port 100/1000X SFP Long Reach POE over Coaxial Managed Switch (240W) | 1450.048 | 1268.792 | 1178.164 | 1087.536
| LRP-1622CS | IPv4/IPv6, 16-Port Coax + 2-Port 10/100/1000T + 2-Port 100/1000X SFP Long Reach POE over Coaxial Managed Switch (440W) | 2355.024 | 2060.646 | 1913.457 | 1766.268
Long Reach Ethernet Solutions
| LRE-101 | 1-Port 10/100TX Ethernet over UTP Long Reach Ethernet Extender (Up to 800 meters UTP cable/1200 meters phone wire, Master/Slave mode DIP switch) | 156.48 | 136.92 | 127.14 | 117.36
| LRE-104 | 4-Port 10/100TX + 1-Port UTP/BNC Long Reach Ethernet Extender (Up to 800 meters UTP cable/1200 meters phone wire/2000 meters coaxial cable, Master/Slave mode DIP switch) | 213.856 | 187.124 | 173.758 | 160.392
| LRE-101C | 1-Port 10/100TX Ethernet over Coaxial Long Reach Ethernet Extender(Up to 2000 meters coaxial cable, Master/Slave mode DIP switch) | 177.344 | 155.176 | 144.092 | 133.008
Industrial Ethernet Solution
Industrial Layer 3, 5-Slot Modular Managed Ethernet Switch
| IMS-6325-5 | Industrial Layer 3 5-Slot Modular Managed Ethernet Switch (-40~75 degrees C, built-in 4-Port 10/100/1000T and 4-Port 10G SFP+, dual redundant power input on 12~48V DC terminal block, DIDO, ERPS Ring, 1588 PTP TC, Modbus TCP, Cybersecurity features, Layer 3 RIPv1/v2, OSPFv2/v3 dynamic routing, supports Cloud-based CloudNMS, on-premise NMS controller and mobile app central management, MQTT, supports 1000X, 2.5G SFP and 10G SFP+) | 3599.04 | 3149.16 | 2924.22 | 2699.28
| IMS-4P-E | 4-Port 10/100/1000T 802.3bt PoE++ Switch Module for IMS-6325-5 (180-watt PoE budget, 802.3bt/802.3at/Legacy/Force modes, DC 48~54V input, -20~ degrees C) | 824.128 | 721.112 | 669.604 | 618.096
| IMS-4S | 4-Port 100/1000X SFP Switch Module for IMS-6325-5 (-40~75 degrees C) | 412.064 | 360.556 | 334.802 | 309.048
| IMS-4T | 4-Port 10/100/1000T Switch Module for IMS-6325-5 (-40~75 degrees C) | 440.752 | 385.658 | 358.111 | 330.564
Industrial VPN Security Router
| IVR-100 | Industrial 5-Port 10/100/1000T VPN Security Gateway: Dual-WAN Failover and Load Balancing, Cyber Security, SPI Firewall, Content Filtering, DoS Attack Prevention, Port Range Forwarding, Router mode and Layer 3 OSPF/RIP dynamic routing, 802.1Q VLAN, Multiple session OpenVPN server/client, Surfshark and NordVPN, Wireguard VPN server/client and robust hybrid VPN (IPSec/GRE/PPTP/L2TP), IPv6, SNMP, QoS, IGMP, PLANET Easy-DDNS, Captive Portal, RADIUS, w/ 9~48V Redundant Power, SD-WAN, supports Cloud-based CloudNMS, on-premise NMS controller and mobile app central management, MQTT | 281.664 | 246.456 | 228.852 | 211.248
| IVR-300 | Industrial 5-Port 10/100/1000T VPN Security Gateway and AP Controller (2 DI/DO, 1 RS485, Dual DC 9~54V, -40~75 degrees C, SD-WAN automatically establishes a secure mesh VPN, Dual-WAN Failover and Load Balancing, High Availability, Router mode and Layer 3 OSPF/RIP dynamic routing, 802.1Q VLAN, Multiple session OpenVPN server/client, Surfshark and NordVPN, Wireguard VPN server/client and robust hybrid VPN (IPSec/GRE/PPTP/L2TP), SPI Firewall, DoS Attack Prevention, Cyber Security, IPv6, SNMP, AP Controller with AP auto-discovery/Grouping/batch provisioning/floor map, Captive Portal, RADIUS, Modus TCP, PLANET Easy-DDNS, supports Cloud-based CloudNMS, on-premise NMS controller and mobile app central management, MQTT) | 620.704 | 543.116 | 504.322 | 465.528
| IVR-300FP | Industrial 4-Port 10/100/1000T 802.3at PoE + 1-Port 10/100/1000T + 1-Port 1000X SFP VPN Security Gateway and AP Controller (2 DI/DO, 1 RS485, Dual DC 48~54V, -40~75 degrees C, 120W PoE budget, SD-WAN automatically establishes a secure mesh VPN, Dual-WAN Failover and Load Balancing, High Availability, Router mode and Layer 3 OSPF/RIP dynamic routing, 802.1Q VLAN, Multiple session OpenVPN server/client, Surfshark and NordVPN, Wireguard VPN server/client and robust hybrid VPN (IPSec/GRE/PPTP/L2TP), SPI Firewall, DoS Attack Prevention, Cyber Security, IPv6, SNMP, AP Controller with AP auto-discovery/Grouping/batch provisioning/floor map, Captive Portal, RADIUS, SFP DDM, IEEE 802.3at PoE+ with PD alive check/schedule management, Modus TCP, supports Cloud-based CloudNMS, on-premise NMS controller and mobile app central management, MQTT) | 795.44 | 696.01 | 646.295 | 596.58
| IVR-300W | Industrial Wi-Fi 6 802.11ax 1800Mbps Dual Band Wireless VPN Gateway and AP Controller with 5-Port 10/100/1000T (2.4GHz and 5GHz Dual Band concurrent, 2 DI/DO, 1 RS485, Dual DC 9~54V, -40~75 degrees C, SD-WAN automatically establishes a secure mesh VPN, Dual-WAN Failover and Load Balancing, High Availability, SSL VPN and robust hybrid VPN(IPSec/GRE/PPTP/L2TP), SPI Firewall, DoS Attack Prevention, Cyber Security, IPv6, SNMP, AP Controller with AP auto-discovery/Grouping/batch provisioning/floor map, Captive Portal, RADIUS, Modus TCP, supports PLANET Easy-DDNS, Cloud-based CloudNMS, on-premise NMS controller and mobile app central management, MQTT, EN 18031-1 certified | 803.264 | 702.856 | 652.652 | 602.448
Industrial WiFi 6, WiFi 7 Access Point
| IAP-1800AX | IP30 Industrial Wi-Fi 6 802.11ax 1800Mbps Dual Band Wireless AP with 5-Port 10/100/1000T (2 x 5dBi antenna, 2 DI/DO, Dual DC 9~54V, -40 to 75C, 802.1Q VLAN, Captive Portal, RADIUS and cybersecurity features, AP/Gateway/Repeater modes, supports NMS-500/NMS-1000V controller, Cloud-based CloudNMS and mobile app central management, MQTT, DIN-rail or wall-mount installation, EN 18031-1 certified) | 745.888 | 652.652 | 606.034 | 559.416
| IAP-2400AX | IP30 Industrial Wi-Fi 6 802.11ax 2400Mbps 5GHz Wireless AP with 5-Port 10/100/1000T (4 x 5dBi antenna, 2 DI/DO, Dual DC 9~54V, -40 to 75C, 802.1Q VLAN, Captive Portal, RADIUS and cybersecurity features, AP/Gateway/Repeater modes, supports NMS-500/NMS-1000V controller, Cloud-based CloudNMS and mobile app central management, MQTT, DIN-rail or wall-mount installation, EN 18031-1 certified) | 824.128 | 721.112 | 669.604 | 618.096
| IAP-3600BE | IP30 Industrial Wi-Fi 7 802.11be 3600Mbps Dual Band Wireless AP with 5-Port 10/100/1000T ( 2 x 5dBi antenna, 2 DI/DO, Dual DC 9~54V, -40 to 70 degree C, 802.1Q VLAN, Captive Portal, RADIUS and cybersecurity features, AP/Gateway/Repeater modes, supports Open Mesh and roaming, NMS-500/NMS-1000V controller, Cloud-based CloudNMS and mobile app central management, MQTT, DIN-rail or wall-mount installation, EN 18031-1 certified) | 855.424 | 748.496 | 695.032 | 641.568
| IAP-3600BE-4PF | IP30 Industrial Wi-Fi 7 802.11be 3600Mbps Dual Band Wireless AP with 4-Port 10/100/1000T 802.3at PoE + 1-Port 10/100/1000T + 1-Port 1000X SFP ( 2 x 5dBi antenna, 2 DI/DO, Dual DC 48~54V, -40 to 70 degree C, 120W PoE budget, 802.1Q VLAN, Captive Portal, RADIUS and cybersecurity features, AP/Gateway/Repeater modes, supports Open Mesh and roaming, NMS-500/NMS-1000V controller, Cloud-based CloudNMS and mobile app central management, MQTT, DIN-rail or wall-mount installation) | 1006.688 | 880.852 | 817.934 | 755.016
Industrial Layer 3, OSPFv2 / IPv4/IPv6 L3 Static Routing // ERPS Ring / 10G Uplink802.1Q VLAN / Q-in-Q / MSTP / IGMP Snooping /
MLD Snooping / Cybersecurity / SSH / TLS / SNMPv3 / ACL / RADIUS / TACACS+ / PTP 1588 / Modbus TCP / Cable Diagnostic /
SFP DDM / Redundant PWR
| IGS-6325-20T4C4X | IP30 19" Rack Mountable Industrial L3 Managed Core Ethernet Switch, 24*1000T with 4 shared 100/1000X SFP + 4*10G SFP+ (-40 to 75 C, AC + 2 DC, DIDO), ERPS Ring, 1588, Modbus TCP, Cybersecurity features, Hardware Layer 3 RIPv1/v2, OSPFv2/v3 dynamic routing, supports Cloud-based CloudNMS, on-premise NMS controller and mobile app central management, MQTT, supports 100FX, 1000X, 2.5G SFP and 10G SFP+),EN61000-6-2 Heavy Industrial EMC certified | 1528.288 | 1337.252 | 1241.734 | 1146.216
| IGS-6325-20S4C4X | IP30 19" Rack Mountable Industrial L3 Managed Core Ethernet Switch, 14*100/1G SFP with 4 shared 10/100/1000T + 10*1G/2.5G SFP + 4*10G SFP+ (-40 to 75 C, AC + 2 DC, DIDO), ERPS Ring, 1588, Modbus TCP, Cybersecurity features, Hardware Layer3 OSPFv2, fanless design, Cloud-based CloudNMS, on-premise NMS controller and mobile app central management, supports MQTT, supports 100FX, 1000X, 2.5G SFP and 10G SFP+) ,EN61000-6-2/-4 Heavy Industrial EMC certified | 1585.664 | 1387.456 | 1288.352 | 1189.248
| IGS-6325-16T4S | IP30 Industrial L3 16-Port 10/100/1000T + 4-port 1G/2.5G SFP Full Managed Switch (-40 to 75 C, dual redundant power input on 9~48VDC terminal block, 2*DI, 2*DO, ERPS Ring, 1588 PTP TC, Modbus TCP, Cybersecurity features, Hardware Layer3 OSPFv2 and IPv4/IPv6 Static Routing, Cloud-based CloudNMS, on-premise NMS controller and mobile app central management, MQTT, supports 100FX, 1000X, and 2.5G SFP) | 1116.224 | 976.696 | 906.932 | 837.168
| IGS-5225-8T2S2X | IP30 Industrial L3 8-Port 1000T + 2-port 1G/2.5G SFP + 2-port 10G SFP+ Full Managed Switch (-40 to 75 C, dual redundant power input on 9~48VDC terminal block, DIDO, ERPS Ring, 1588 TC, Modbus TCP, Cybersecurity features, Hardware Layer 3 RIPv1/v2, OSPFv2/v3 dynamic routing , supports Cloud-based CloudNMS, on-premise NMS controller and mobile app central management, MQTT, supports 100FX, 1000X, 2.5G SFP and 10G SFP+) | 1006.688 | 880.852 | 817.934 | 755.016
| IGS-6325-8T8S | IP30 Industrial L3 8-Port 10/100/1000T + 8-port 1G/2.5G SFP Full Managed Switch (-40 to 75 C, dual redundant power input on 12~48VDC terminal block, DIDO, ERPS Ring, 1588 PTP TC, Modbus TCP, Cybersecurity features, Hardware Layer3 OSPFv2 and IPv4/IPv6 Static Routing, supports Cloud-based CloudNMS, on-premise NMS controller and mobile app central management, MQTT, supports 100FX, 1000X and 2.5G SFP) | 1014.512 | 887.698 | 824.291 | 760.884
| IGS-6325-4T2X | IP30 Industrial L3 4-Port 2.5GBASE-T + 2-Port 10GBASE-X SFP+ Managed Ethernet Switch (-40 to 75 C, dual redundant power input on 9~48VDC terminal block, DIDO, ERPS Ring, 1588 PTP TC, Modbus TCP, Cybersecurity features, Layer 3 RIPv1/v2, OSPFv2/v3 dynamic routing, supports Cloud-based CloudNMS, on-premise NMS controller and mobile app central management, MQTT, supports 1000X, 2.5G SFP and 10G SFP+) | 761.536 | 666.344 | 618.748 | 571.152
| IGS-6325-8T4X | IP30 Industrial L3 8-Port 10/100/1000T + 4-Port 10G SFP+ Full Managed Switch (-40 to 75 C, dual redundant power input on 12~48VDC terminal block, DIDO, ERPS Ring, 1588 PTP TC, Modbus TCP, Cybersecurity features, Hardware Layer3 OSPFv2 and IPv4/IPv6 Static Routing, supports Cloud-based CloudNMS, on-premise NMS controller and mobile app central management, MQTT, supports 1000X, 2.5G SFP and 10G SFP+) | 1043.2 | 912.8 | 847.6 | 782.4
| IGS-6325-8T8S4X | IP30 Industrial L3 8-Port 10/100/1000T + 8-port 1G/2.5G SFP + 4-Port 10G SFP+ Full Managed Switch (-40 to 75 C, dual redundant power input on 12~48VDC terminal block, DIDO, ERPS Ring, 1588 PTP TC, Modbus TCP, Cybersecurity features, Hardware Layer3 OSPFv2 and IPv4/IPv6 Static Routing, supports Cloud-based CloudNMS, on-premise NMS controller and mobile app central management, MQTT, supports 100FX, 1000X, 2.5G SFP and 10G SFP+) | 1116.224 | 976.696 | 906.932 | 837.168
| IGS-6325-16T4X | IP30 Industrial L3 16-Port 10/100/1000T + 4-Port 10G SFP+ Managed Ethernet Switch (-40 to 75 C, dual redundant power input on 9~48VDC terminal block, DIDO, ERPS Ring, 1588 PTP TC, Modbus TCP, Cybersecurity features, Layer 3 RIPv1/v2, OSPFv2/v3 dynamic routing, Cloud-based CloudNMS, on-premise NMS controller and mobile app central management, MQTT, supports 1000X, 2.5G SFP and 10G SFP+) | 1476.128 | 1291.612 | 1199.354 | 1107.096
| IGS-6325-5X1T | IP30 Industrial L3, 5-Port 10GBASE-X SFP+ + 1-Port 10GBASE-T Full Managed Ethernet Switch (-40 to 75 C, dual redundant power input on 9~48VDC terminal block, DIDO, ERPS Ring, 1588 PTP TC, Modbus TCP, Cybersecurity features, Layer 3 RIPv1/v2, OSPFv2/v3 dynamic routing, supports Cloud-based CloudNMS, on-premise NMS controller and mobile app central management, MQTT, supports 1000X, 2.5G SFP and 10G SFP+) | 1379.632 | 1207.178 | 1120.951 | 1034.724
Industrial Layer 2+, IPv4/IPv6 L3 Static Routing /ERPS Ring / 802.1Q VLAN / Q-in-Q / MSTP / IGMP Snooping /
MLD Snooping / Cybersecurity / SSH / TLS / SNMPv3 / ACL / RADIUS / TACACS+ / PTP 1588 / Modbus TCP / Cable Diagnostic /
SFP DDM / Redundant PWR
| IGSW-24040T | IP30 19" Rack Mountable Industrial L2+/L4 Managed Ethernet Switch, 24*1000T with 4 shared 100/1000X SFP (-40 - 75 C, AC + 2 DC, DIDO, ERPS Ring, 1588 PTP TC, Modbus TCP, Cybersecurity features, IPv4/IPv6 Static Routing, supports Cloud-based CloudNMS, on-premise NMS controller and mobile app central management, MQTT) | 1225.76 | 1072.54 | 995.93 | 919.32
| IGS-5225-16T4S | IP30 19" Rack Mountable Industrial L2+/L4 Managed Ethernet Switch, 16*1000T + 4*100/1000X SFP (-40 - 75 C, AC + 2 DC, DIDO, ERPS Ring, 1588 PTP TC, Modbus TCP, supports Cloud-based CloudNMS, on-premise NMS controller and mobile app central management, MQTT and cybersecurity) | 985.824 | 862.596 | 800.982 | 739.368
| IGS-20040MT | IP30 Industrial 16* 10/100/1000TP + 4* 100/1000X SFP Full Managed Ethernet Switch (-40 to 75 C, dual redundant power input on 9~48VDC terminal block, 2*DI, 2*DO, ERPS Ring, 1588 PTP TC, Modbus TCP, Cybersecurity with PQC, TLSv1.3, SSHv2, SNMPv3, IPv4/IPv6 Static Routing, supports Cloud-based CloudNMS, on-premise NMS controller and mobile app central management, MQTT) | 1022.336 | 894.544 | 830.648 | 766.752
| IGS-10080MFT | IP30 Industrial 6* 100/1000X SFP + 2* 1G/2.5G SFP + 2*10/100/1000T Full Managed Ethernet Switch (-40 to 75 degree C, dual redundant power input on 12~48VDC terminal block, ERPS Ring, 1588, Modbus TCP, Cybersecurity features, IPv4/IPv6 Static Routing, supports Cloud-based CloudNMS, on-premise NMS controller and mobile app central management, MQTT, supports 100FX, 1000X and 2.5G SFP) | 571.152 | 499.758 | 464.061 | 428.364
| IGS-10020MT | IP30 Industrial L2+/L4 8-Port 1000T + 2-Port 1G/2.5G SFP Full Managed Switch (-40 to 75 C, dual redundant power input on 12~48VDC terminal block, ERPS Ring, 1588, Modbus TCP, Cybersecurity with PQC, TLSv1.3, SSHv2, SNMPv3, IPv4/IPv6 Static Routing, supports Cloud-based CloudNMS, on-premise NMS controller and mobile app central management, MQTT, supports 100FX, 1000X and 2.5G SFP), EN50121-4 Railway certified | 537.248 | 470.092 | 436.514 | 402.936
| IGS-12040MT | IP30 Industrial 8* 10/100/1000TP + 2* 100/1G SFP + 2*100/1G/2.5G SFP Full Managed Ethernet Switch (-40 to 75 C, dual redundant power input on 12~72VDC terminal block, 2*DI, 2*DO, ERPS Ring, 1588 PTP TC, Modbus TCP, Cybersecurity features, IPv4/IPv6 Static Routing, supports Cloud-based CloudNMS, on-premise NMS controller and mobile app central management, MQTT) | 725.024 | 634.396 | 589.082 | 543.768
| IGS-5225-4T2S | IP30 Industrial L2+/L4 4-Port 1000T + 2-Port 1G/2.5G SFP Full Managed Switch (-40 to 75 C, dual redundant power input on 12~48VDC terminal block, ERPS Ring, 1588, Modbus TCP, Port Backup, Cybersecurity features, IPv4/IPv6 Static Routing, supports Cloud-based CloudNMS, on-premise NMS controller and mobile app central management, MQTT) | 474.656 | 415.324 | 385.658 | 355.992
| IGS-4215-4T2S | IP30 Industrial L2/L4 4-Port 10/100/1000T + 2-Port 100/1000X SFP Managed Switch (-40~75 degrees C, dual redundant power input on 9~48VDC/24VAC terminal block, supports ERPS Ring, Cloud-based CloudNMS, on-premise NMS controller and mobile app central management, MQTT and Cybersecurity feature) | 281.664 | 246.456 | 228.852 | 211.248
| IGS-4215-8T2S | IP30 Industrial L2/L4 8-Port 10/100/1000T + 2-Port 100/1000X SFP Managed Switch (-40~75 degrees C, dual redundant power input on 9~48VDC/24VAC terminal block, supports ERPS Ring, Cloud-based CloudNMS, on-premise NMS controller and mobile app central management, MQTT and Cybersecurity feature) | 380.768 | 333.172 | 309.374 | 285.576
| IGS-4215-8T4X | IP30 Industrial L2+ 8-Port 10/100/1000T + 4-Port 10G SFP+ Managed Switch (-40~75 degrees C, dual redundant power input on 9~48VDC or 24VAC terminal block, DIDO, Type-C console port, 802.1Q VLAN, IGMP Snooping, TLSv1.2, SSHv2, SNMPv3 Cybersecurity, ACL, ERPS Ring, Cloud-based CloudNMS, on-premise NMS controller and mobile app central management, MQTT, Modbus TCP, hardware-based IPv4/IPv6 static routing, supports 100FX, 1000X, 2.5G SFP and 10G SFP+) | 834.56 | 730.24 | 678.08 | 625.92
| IGS-4215-16T2S | IP30 Industrial L2/L4 16-Port 10/100/1000T + 2-Port 1G/2.5G SFP Managed Switch (-40~75 degrees C, dual redundant power input on 9~48VDC/24VAC terminal block, DIDO, Type-C console port, supports ERPS Ring, Cloud-based CloudNMS, on-premise NMS controller and mobile app central management, MQTT, Modbus TCP and Cybersecurity feature), EN50121-4 Railway Certified | 646.784 | 565.936 | 525.512 | 485.088
| IGS-4215-16T4X | IP30 Industrial L2+ 16-Port 10/100/1000T + 4-Port 10G SFP+ Managed Switch (-40~75 degrees C, dual redundant power input on 9~48VDC or 24VAC terminal block, DIDO, Type-C console port, 802.1Q VLAN, IGMP Snooping, Cybersecurity with PQC, TLSv1.3, SSHv2, SNMPv3, ACL, ERPS Ring, Cloud-based CloudNMS, on-premise NMS controller and mobile app central management, MQTT, Modbus TCP, hardware-based IPv4/IPv6 static routing, supports 100FX, 1000X, 2.5G SFP and 10G SFP+) | 980.608 | 858.032 | 796.744 | 735.456
| IGS-4215-24T4X | IP30 Industrial L2+ 24-Port 10/100/1000T + 4-Port 10G SFP+ Managed Switch (DIN-railo -40~75 degrees C, dual redundant power input on 9~48VDC or 24VAC terminal block, DIDO, Type-C console port, 802.1Q VLAN, IGMP Snooping, TLSv1.2, SSHv2, SNMPv3 Cybersecurity, ACL, ERPS Ring, Cloud-based CloudNMS, on-premise NMS controller and mobile app central management, MQTT, IPv4/IPv6 Static Routing, supports 100FX, 1000X, 2.5G SFP and 10G SFP+) | 1168.384 | 1022.336 | 949.312 | 876.288
| IGS-R4215-24T4X | IP30 19" Rack Mountable Industrial L2+ 24-Port 10/100/1000T + 4-Port 10G SFP+ Managed Switch (-40~75 degrees C, redundant power input on 100~240V AC and 24~60V DC terminal block, DIDO, Type-C console port, 802.1Q VLAN, IGMP Snooping, TLSv1.2, SSHv2, SNMPv3 Cybersecurity, ACL, ERPS Ring, Cloud-based CloudNMS, on-premise NMS controller and mobile app central management, MQTT, hardware-based IPv4/IPv6 static routing, supports 100FX, 1000X, 2.5G SFP and 10G SFP+) | 1111.008 | 972.132 | 902.694 | 833.256
| IGS-801M | IP30 Slim type 8-Port Industrial Manageable Gigabit Ethernet Switch (-40 to 75 degree C, dual redundant power input on 12-48VDC / 24VAC terminal block, SNMPv3, 802.1Q VLAN, IGMP Snooping, TLS, SSH, ACL, Cybersecurity, ERPS Ring features, supports Cloud-based CloudNMS, on-premise NMS controller and mobile app central management, MQTT) | 326 | 285.25 | 264.875 | 244.5
Industrial Timing Sensitive Network (TSN) Switch
| TSN-6325-8T4S4X | IP30 DIN-rail Industrial L3 8-Port 10/100/1000T + 4-port 1G/2.5G SFP + 4-Port 10G SFP+ Managed TSN Switch (-40 to 75 C, Time-Sensitive Networking technology, 802.1AS Time Synchronization, hardware-based 1588 PTP Master/Slave/TC/Boundary-clock, ERPS Ring, Modbus TCP, ONVIF, Cybersecurity features, Layer3 RIPv1/v2, OSPFv2/v3 routing, supports Cloud-based CloudNMS, on-premise NMS controller and mobile app central management, MQTT, supports 100FX, 1000X, 2.5G SFP and 10G SFP+) | 2055.104 | 1798.216 | 1669.772 | 1541.328
| TSN-5225-4T | IP30 DIN-rail Industrial L2+ 4-Port 10/100/1000T Managed TSN Switch (-40 to 75 C, dual redundant power input on 9~48VDC/24V AC terminal block, DIDO, Time-Sensitive Networking technology, 802.1AS Time Synchronization, hardware-based 1588 PTP Master/Slave/TC/Boundary-clock, ERPS Ring, Modbus TCP, supports Cloud-based CloudNMS, on-premise NMS controller and mobile app central management, MQTT and Cybersecurity features) | 933.664 | 816.956 | 758.602 | 700.248
| TSN-5225-4T2S | IP30 DIN-rail Industrial L2+ 4-Port 10/100/1000T + 2-Port 1G/2.5G SFP Managed TSN Switch (-40 to 75 C, dual redundant power input on 9~48VDC/24V AC terminal block, DIDO, Time-Sensitive Networking technology, 802.1AS Time Synchronization, hardware-based 1588 PTP Master/Slave/TC/Boundary-clock, ERPS Ring, Modbus TCP, supports Cloud-based CloudNMS, on-premise NMS controller and mobile app central management, MQTT and Cybersecurity features) | 1006.688 | 880.852 | 817.934 | 755.016
| TSN-900-2T2S | IP30 DIN-rail Industrial 2-Port 10/100/1000T + 2-Port 1G/2.5G SFP Managed TSN Media Converter (-40 to 75 C, dual redundant power input on 9~48VDC/24V AC terminal block, DIDO, Time-Sensitive Networking technology, 802.1AS Time Synchronization, hardware-based 1588 PTP Master/Slave/TC/Boundary-clock, ERPS Ring, Modbus TCP, supports Cloud-based CloudNMS, on-premise NMS controller and mobile app central management, MQTT and Cybersecurity features) | 933.664 | 816.956 | 758.602 | 700.248
Industrial ITS (Intelligent Transportation System) Switches
| ITS-6326-16P-LV | Industrial L3 16-Port 10/100/1000T 802.3at PoE M12 Managed Ethernet Switch with Low Voltage Input (-40~70 degrees C, dual redundant power input on 24~54VDC, DIDO, intelligent PoE, ERPS Ring, 1588 PTP TC, Modbus TCP, ONVIF, Cybersecurity features, Hardware Layer 3 RIPv1/v2, OSPFv2/v3 routing, Cloud-based CloudNMS, on-premise NMS controller and mobile app central management, MQTT)EN50155/EN50121-3-2/EN61373 Railway certified) | 2571.488 | 2250.052 | 2089.334 | 1928.616
| ITS-6326-16T-LV | Industrial L3 16-Port 10/100/1000T M12 Managed Ethernet Switch with Low Voltage Input (-40~70 degrees C, dual redundant power input on 24~54VDC, DIDO, ERPS Ring, 1588 PTP TC, Modbus TCP, Cybersecurity features, Hardware Layer 3 RIPv1/v2, OSPFv2/v3 routing, Cloud-based CloudNMS, on-premise NMS controller and mobile app central management, MQTT)EN50155/EN50121-3-2/EN61373 Railway certified) | 2550.624 | 2231.796 | 2072.382 | 1912.968
| ITS-6326-8P8T-LV | Industrial L3 8-Port 10/100/1000T 802.3at PoE M12 + 8-Port 10/100/1000T Managed Ethernet Switch with Low Voltage Input (-40~70 degrees C, dual redundant power input on 24~54VDC, DIDO, intelligent PoE, ERPS Ring, 1588 PTP TC, Modbus TCP, ONVIF, Cybersecurity features, Hardware Layer 3 RIPv1/v2, OSPFv2/v3 routing, Cloud-based CloudNMS, on-premise NMS controller and mobile app central management, MQTT) EN50155/EN50121-3-2/EN61373 Railway certified) | 2563.664 | 2243.206 | 2082.977 | 1922.748
| ITS-5216-8P2TB-WV | Industrial L3 16-Port 10/100/1000T 802.3at PoE M12 Managed Ethernet Switch with Wide Voltage Input (-40~70 degrees C, dual redundant power input on 24~110VDC, DIDO, ERPS Ring, 1588 PTP TC, Modbus TCP, ONVIF, Cybersecurity features, Hardware Layer 3 RIPv1/v2, OSPFv2/v3 routing, Cloud-based CloudNMS, on-premise NMS controller and mobile app central management, MQTT) | 3536.448 | 3094.392 | 2873.364 | 2652.336
| ITS-5216-8P4T-WV | IP50 Industrial L2+ 8-Port 10/100/1000T 802.3at PoE M12 + 4-Port 10/100/1000T M12 Managed Ethernet Switch with Wide Voltage Input (-40~70 degrees C, 100W PoE Budget, dual power input on 24~110VDC, DIDO, intelligent PoE PD alive check and schedule management, 250m Extend mode, ERPS Ring, Modbus TCP, ONVIF, Cybersecurity features, Hardware Layer 3 IPv4/IPv6 Static Routing, Cloud-based CloudNMS, on-premise NMS controller and mobile app central management, MQTT) | 3567.744 | 3121.776 | 2898.792 | 2675.808
| ITS-6326-16P-WV | Industrial L3 16-Port 10/100/1000T 802.3at PoE M12 Managed Ethernet Switch with Wide Voltage Input (-40~70 degrees C, dual redundant power input on 24~110VDC, DIDO, ERPS Ring, 1588 PTP TC, Modbus TCP, ONVIF, Cybersecurity features, Hardware Layer 3 RIPv1/v2, OSPFv2/v3 routing, Cloud-based CloudNMS, on-premise NMS controller and mobile app central management, MQTT) | 3588.608 | 3140.032 | 2915.744 | 2691.456
| ITS-6326-16P2T-WV | Industrial L3 16-Port 10/100/1000T 802.3at PoE M12 + 2-Port 10GBASE-T M12 Managed Ethernet Switch with Wide Voltage Input (-40~70 degrees C, dual redundant power input on 24~110VDC, DIDO, ERPS Ring, 1588 PTP TC, Modbus TCP, ONVIF, Cybersecurity features, Hardware Layer 3 RIPv1/v2, OSPFv2/v3 routing, Cloud-based CloudNMS, on-premise NMS controller and mobile app central management, MQTT) | 4271.904 | 3737.916 | 3470.922 | 3203.928
| ITS-6326-16P2T2XS-WV | Industrial L3 16-Port 10/100/1000T 802.3at PoE M12 + 2-Port 10GBASE-T M12 + 2-Port 10G Q-ODC Managed Ethernet Switch with Wide Voltage Input (-40~70 degrees C, 10km 10GBASE-LR single mode, dual redundant power input on 24~110VDC, DIDO, intelligent PoE, ERPS Ring, 1588 PTP TC, Modbus TCP, ONVIF, Cybersecurity features, Hardware Layer 3 RIPv1/v2, OSPFv2/v3 routing, Cloud-based CloudNMS, on-premise NMS controller and mobile app central management, MQTT) | 5163.84 | 4518.36 | 4195.62 | 3872.88
| ITS-6326-16P2TB-WV | Industrial L3 16-Port 10/100/1000T 802.3at PoE M12 + 2-Port 10GBASE-T M12 Bypass Managed Ethernet Switch with Wide Voltage Input (-40~70 degrees C, 10km 10GBASE-LR single mode, dual redundant power input on 24~110VDC, DIDO, intelligent PoE, ERPS Ring, 1588 PTP TC, Modbus TCP, ONVIF, Cybersecurity features, Hardware Layer 3 RIPv1/v2, OSPFv2/v3 routing, Cloud-based CloudNMS, on-premise NMS controller and mobile app central management, MQTT) | 4584.864 | 4011.756 | 3725.202 | 3438.648
| ITS-6326-16P2TB2XS-WV | Industrial L3 16-Port 10/100/1000T 802.3at PoE M12 + 2-Port 10GBASE-T M12 Bypass + 2-Port 10G Q-ODC Managed Ethernet Switch with Wide Voltage Input (-40~70 degrees C, 10km 10GBASE-LR single mode, dual redundant power input on 24~110VDC, DIDO, intelligent PoE, ERPS Ring, 1588 PTP TC, Modbus TCP, ONVIF, Cybersecurity features, Hardware Layer 3 RIPv1/v2, OSPFv2/v3 routing, Cloud-based CloudNMS, on-premise NMS controller and mobile app central management, MQTT) | 5309.888 | 4646.152 | 4314.284 | 3982.416
| ITS-6326-16T-WV | Industrial L3 16-Port 10/100/1000T M12 Managed Ethernet Switch with Wide Voltage Input (-40~70 degrees C, dual redundant power input on 24~110VDC, DIDO, ERPS Ring, 1588 PTP TC, Modbus TCP, Cybersecurity features, Hardware Layer 3 RIPv1/v2, OSPFv2/v3 routing, Cloud-based CloudNMS, on-premise NMS controller and mobile app central management, MQTT) | 3599.04 | 3149.16 | 2924.22 | 2699.28
| ITS-6326-18T2XS-WV | Industrial L3 16-Port 10/100/1000T M12 + 2-Port 10GBASE-T M12 + 2-Port 10G Q-ODC Managed Ethernet Switch with Wide Voltage Input (-40~70 degrees C, 10km 10GBASE-LR single mode, dual redundant power input on 24~110VDC, DIDO, intelligent PoE, ERPS Ring, 1588 PTP TC, Modbus TCP, Cybersecurity features, Hardware Layer 3 RIPv1/v2, OSPFv2/v3 routing, Cloud-based CloudNMS, on-premise NMS controller and mobile app central management, MQTT) | 4736.128 | 4144.112 | 3848.104 | 3552.096
| ITS-6326-8P10T2XS-WV | Industrial L3 8-Port 10/100/1000T 802.3at PoE M12 + 8-Port 10/100/1000T + 2-Port 10GBASE-T M12 + 2-Port 10G Q-ODC Managed Ethernet Switch with Wide Voltage Input (-40~70 degrees C, 10km 10GBASE-LR single mode, dual redundant power input on 24~110VDC, DIDO, intelligent PoE, ERPS Ring, 1588 PTP TC, Modbus TCP, ONVIF, Cybersecurity features, Hardware Layer 3 RIPv1/v2, OSPFv2/v3 routing, Cloud-based CloudNMS, on-premise NMS controller and mobile app central management, MQTT) | 4918.688 | 4303.852 | 3996.434 | 3689.016
| ITS-6326-8P8T-WV | Industrial L3 8-Port 10/100/1000T 802.3at PoE M12 + 8-Port 10/100/1000T Managed Ethernet Switch with Wide Voltage Input (-40~70 degrees C, 10km 10GBASE-LR single mode, dual redundant power input on 24~110VDC, DIDO, intelligent PoE, ERPS Ring, 1588 PTP TC, Modbus TCP, ONVIF, Cybersecurity features, Hardware Layer 3 RIPv1/v2, OSPFv2/v3 routing, Cloud-based CloudNMS, on-premise NMS controller and mobile app central management, MQTT) | 3599.04 | 3149.16 | 2924.22 | 2699.28
Industrial Optic Fiber bypass Switch
| IFB-244-MLC | Industrial 2-channel Optical Fiber Bypass Switch w/ 4 x LC multimode (-40~75 C, dual 9~48V DC/24V AC) | 464.224 | 406.196 | 377.182 | 348.168
| IFB-244-SLC | Industrial 2-channel Optical Fiber Bypass Switch w/ 4x LC Single mode (-40~75 C, dual 9~48V DC/24V AC) | 459.008 | 401.632 | 372.944 | 344.256
| IFB-244-MSC | Industrial 2-channel Optical Fiber Bypass Switch w/ 4 x SC multimode (-40~75 C, dual 9~48V DC/24V AC) | 453.792 | 397.068 | 368.706 | 340.344
| IFB-244-SSC | Industrial 2-channel Optical Fiber Bypass Switch w/ 4x SC Single mode (-40~75 C, dual 9~48V DC/24V AC) | 459.008 | 401.632 | 372.944 | 344.256
Unmanaged Industrial Ethernet Switch
DIN-Rail / Wall-Mount Gigabit Switch (w/10G Uplink)
| IGS-1000-8T4X | IP30 Industrial 8-Port 10/100/1000T + 4-Port 10G SFP+ Ethernet Switch (-40~75 degrees C, dual 9~48V DC/24V AC, supports 1G/2.5G/10G SFP transceivers) | 698.944 | 611.576 | 567.892 | 524.208
| IGS-1820TF | IP30 Industrial 16-Port 10/100/1000T + 2-Port 1000X SFP Gigabit Ethernet Switch (-40~75 degrees C, dual 12~48V DC/24V AC) | 438.144 | 383.376 | 355.992 | 328.608
| IGS-1600T | IP30 Industrial 16-Port 10/100/1000T Gigabit Ethernet Switch (-40~75 degrees C, dual 12~48V DC/24V AC),UL certified | 438.144 | 383.376 | 355.992 | 328.608
| IGS-1020TF | IP30 Industrial 8-Port 10/100/1000T + 2-Port 100/1000X SFP Ethernet Switch (-40~75 degrees C) | 279.056 | 244.174 | 226.733 | 209.292
| IGS-820TF | IP30 Compact size 6-Port 10/100/1000T + 2-Port 100/1000X SFP Gigabit Ethernet Switch (-40 to 75 degree C, dual 9~48V DC/24V AC, Low power consumption) | 239.936 | 209.944 | 194.948 | 179.952
| IGS-820TF-PN | IP30 Compact size Industrial 6-Port 10/100/1000T + 2-Port 100/1000X SFP PROFINET Switch (-40~75 degrees C, dual 9~48V DC/24V AC, Low power consumption, Compliant with PROFINET Conformance Class A) | 255.584 | 223.636 | 207.662 | 191.688
| IGS-620TF | IP30 Industrial 4-Port 10/100/1000T + 2-Port 100/1000/2500X SFP Gigabit Switch (-40 to 75 degree C, dual 12~48V DC/24V AC, Fiber ports Switch/Redundant mode DIP switch) | 258.192 | 225.918 | 209.781 | 193.644
| IGS-510TF | IP30 Compact size 4-Port 10/100/1000T + 1-Port 100/1000X SFP Gigabit Ethernet Switch (-40~75 degrees C, dual 9~48V DC/24V AC) | 187.776 | 164.304 | 152.568 | 140.832
| IGS-801T | IP30 Slim type 8-Port Industrial Gigabit Ethernet Switch (-40 to 75 degree C),UL certified | 224.288 | 196.252 | 182.234 | 168.216
| IGS-800T | IP30 Compact size 8-Port 10/100/1000T Gigabit Ethernet Switch (-40~75 degrees C, dual 9~48V DC/24V AC, Low power consumption) | 211.248 | 184.842 | 171.639 | 158.436
| IGS-800T-PN | IP30 Compact size Industrial 8-Port 10/100/1000T PROFINET Switch (-40~75 degrees C, dual 9~48V DC/24V AC, Low power consumption, Compliant with PROFINET Conformance Class A) | 224.288 | 196.252 | 182.234 | 168.216
| IGS-501T | IP30 Slim type 5-Port Industrial Gigabit Ethernet Switch (-40 to 75 degree C, dual 9~48V DC/24V AC) | 151.264 | 132.356 | 122.902 | 113.448
| IGS-500T | IP30 Compact size 5-Port 10/100/1000T Gigabit Ethernet Switch (-40~75 degrees C),UL certified | 146.048 | 127.792 | 118.664 | 109.536
| IGS-500T-E | IP40 Compact size 5-Port 10/100/1000T Gigabit Ethernet Switch (-40~75 degrees C, redundant power input on dual 12~55V DC terminal block and one DC jack, 250m Extend mode) | 117.36 | 102.69 | 95.355 | 88.02
DIN-Rail Fast Ethernet Switch
| ISW-500T | IP30 Compact size 5-Port 10/100TX Industrial Fast Ethernet Switch (-40~75 degrees C, dual redundant power input on 12-48VDC or 24VAC terminal block, PROFINET traffic pass-through with QoS),UL certified | 109.536 | 95.844 | 88.998 | 82.152
| ISW-500T-E | IP40 Compact size Industrial 5-Port 10/100TX Fast Ethernet Switch (-40~75 degrees C, redundant power input on dual 12~55V DC terminal block and one DC jack, Low power consumption, 250m Extend mode) | 91.28 | 79.87 | 74.165 | 68.46
| ISW-501T | IP30 Slim Type 5-Port 10/100TX Industrial Fast Ethernet Switch (-40~75 degrees C, dual redundant power input on 12-48VDC or 24VAC terminal block, PROFINET traffic pass-through with QoS) | 112.144 | 98.126 | 91.117 | 84.108
| ISW-511 | IP30 Slim Type 4-Port Industrial Ethernet Switch + 1-Port 100Base-FX(SC) (-10 - 60 C),UL certified | 130.4 | 114.1 | 105.95 | 97.8
| ISW-511T | IP30 Slim Type 4-Port Industrial Ethernet Switch + 1-Port 100Base-FX(SC) (-40 - 75 C) | 138.224 | 120.946 | 112.307 | 103.668
| ISW-511S15 | IP30 Slim Type 4-Port Industrial Ethernet Switch + 1-Port 100Base-FX(15KM) (-10 - 60 C),UL certified | 146.048 | 127.792 | 118.664 | 109.536
| ISW-511TS15 | IP30 Slim Type 4-Port Industrial Ethernet Switch + 1-Port 100Base-FX(20KM) (-40 - 75 C) | 146.048 | 127.792 | 118.664 | 109.536
| ISW-621 | IP30 Slim Type 4-Port Industrial Ethernet Switch + 2-Port 100Base-FX(SC) (-10 - 60 C),UL certified | 164.304 | 143.766 | 133.497 | 123.228
| ISW-621T | IP30 Slim Type 4-Port Industrial Ethernet Switch + 2-Port 100Base-FX(SC) (-40 - 75 C) | 164.304 | 143.766 | 133.497 | 123.228
| ISW-621S15 | IP30 Slim Type 4-Port Industrial Ethernet Switch + 2-Port 100Base-FX(15KM) (-10 - 60 C),UL certified | 177.344 | 155.176 | 144.092 | 133.008
| ISW-621TS15 | IP30 Slim Type 4-Port Industrial Ethernet Switch + 2-Port 100Base-FX(20KM) (-40 - 75 C) | 182.56 | 159.74 | 148.33 | 136.92
| ISW-621TF | IP30 Slim Type 4-Port Industrial Ethernet Switch + 2-Port SFP Fiber (-40 - 75 C) | 146.048 | 127.792 | 118.664 | 109.536
| ISW-800T | IP30 Compact size 8-Port 10/100TX Fast Ethernet Switch (-40~75 degrees C, dual redundant power input on 12-48VDC or 24VAC terminal block, PROFINET traffic pass-through with QoS),UL certified | 125.184 | 109.536 | 101.712 | 93.888
| ISW-801T | IP30 Slim Type 8-Port 10/100TX Industrial Fast Ethernet Switch (-40~75 degrees C, dual redundant power input on 12-48VDC or 24VAC terminal block, PROFINET traffic pass-through with QoS) | 125.184 | 109.536 | 101.712 | 93.888
| ISW-1600T | IP30 Industrial 16-Port 10/100TX Ethernet Switch (-40~75 C, dual redundant power input on 12-48VDC / 24VAC terminal block),UL certified | 276.448 | 241.892 | 224.614 | 207.336
| IFGS-620TF | Industrial 4-Port 10/100BASE-TX + 2-Port 1000BASE-X SFP Ring Ethernet Switch (-40 to 75 degree C, dual 9~48V DC/24V AC, Fiber ports Switch/Ring mode via DIP switch, super-fast, fault-tolerant ring redundancy, PROFINET traffic pass-through with QoS) | 156.48 | 136.92 | 127.14 | 117.36
| IFGS-1022TF | IP30 Industrial 8-Port 10/100TX + 2-Port Gigabit TP/SFP Combo Ethernet Switch (-40 to 75 C, dual redundant power input on 9-48VDC/24VAC terminal block) | 232.112 | 203.098 | 188.591 | 174.084
| IFGS-1222TF | Industrial 8-Port 10/100BASE-TX + 2-Port 10/100/1000BASE-T + 2-Port 1000BASE-X SFP Ring Ethernet Switch (-40 to 75 degree C, dual 9~48V DC/24V AC, Fiber ports Switch/Ring mode via DIP switch, super-fast, fault-tolerant ring redundancy, PROFINET traffic pass-through with QoS) | 255.584 | 223.636 | 207.662 | 191.688
| IFGS-1822TF | IP30 Industrial 16-Port 10/100TX + 2-Port Gigabit TP/SFP Combo Ethernet Switch (-40~75C, dual redundant power input on 12-48VDC / 24VAC terminal block) | 328.608 | 287.532 | 266.994 | 246.456
Industrial Power over Ethernet Solution
19" Rack-Mountable L2+/L3 Manageable Industrial Gigabit POE Switch
| IGS-6325-16P4S | IP30 DIN-rail Industrial L3 16-Port 10/100/1000T 802.3at PoE + 4-port 1G/2.5G SFP Full Managed Switch (-40 to 75 C, dual redundant power input on 48~54VDC terminal block, DIDO, ERPS Ring, 1588 PTP TC, Modbus TCP, ONVIF, Cybersecurity with PQC, TLSv1.3, SSHv2, SNMPv3, Hardware Layer 3 RIPv1/v2, OSPFv2/v3 routing, Cloud-based CloudNMS, on-premises NMS controller and mobile app central management, MQTT, supports 100FX, 1000X and 2.5G SFP) | 1413.536 | 1236.844 | 1148.498 | 1060.152
| IGS-6325-24P4S | IP30 19" Rack Mountable Industrial L3 Managed PoE Switch, 24-Port 10/100/1000T 802.3at PoE with 4 shared 100/1000X (-40 to 75 C, dual redundant power input on 48~56VDC, DIDO, ERPS Ring, 1588, Modbus TCP, ONVIF, Cybersecurity features, Hardware Layer 3 RIPv1/v2, OSPFv2/v3 routing, fanless design, supports Cloud-based CloudNMS, on-premise NMS controller and mobile app central management, MQTT) | 1663.904 | 1455.916 | 1351.922 | 1247.928
| IGS-R4215-24P4X | IP30 19" Rack Mountable Industrial L2+ 24-Port 10/100/1000T 802.3at PoE + 4-Port 10G SFP+ Managed Switch (-40~75 degrees C, 440W max. PoE budget, 802.3at/Legacy/Force modes, PoE PD alive check and schedule management, 250m Extend mode, redundant power input on 48~54V DC terminal block, DIDO, Type-C console port, 802.1Q VLAN, IGMP Snooping, Cybersecurity with PQC, TLSv1.3, SSHv2, SNMPv3, ACL, ERPS Ring, Cloud-based CloudNMS, on-premise NMS controller and mobile app central management, MQTT, IPv4/IPv6 Static Routing, supports 100FX, 1000X, 2.5G SFP and 10G SFP+) | 1450.048 | 1268.792 | 1178.164 | 1087.536
| IGS-6325-24P4X | IP30 19" Rack Mountable Industrial L3 Managed PoE Switch, 24-Port 10/100/1000T 802.3at PoE + 4-Port 10G SFP+ (-40 to 75 C, dual redundant power input on 48~56VDC, DIDO, ERPS Ring, 1588, Modbus TCP, ONVIF, Cybersecurity features, Hardware Layer 3 RIPv1/v2, OSPFv2/v3 routing, fanless design, supports Cloud-based CloudNMS, on-premise NMS controller and mobile app central management, MQTT, supports 100FX, 1000X, 2.5G SFP and 10G SFP+) | 1768.224 | 1547.196 | 1436.682 | 1326.168
| IGS-6325-24UP4X | IP30 19" Rack Mountable Industrial L3 Managed PoE Switch, 24-Port 10/100/1000T 95W 802.3bt PoE + 4-Port 10G SFP+ (-40 to 75 C, fanless design, 1440W PoE budget, 802.3bt/UPoE/Force modes, dual power input on 48~54VDC, DIDO, ERPS Ring, 1588, Modbus TCP, ONVIF, Cybersecurity features, hardware Layer 3 RIPv1/v2, OSPFv2/v3 routing, supports Cloud-based CloudNMS, on-premise NMS controller and mobile app central management, MQTT, supports 1000X, 2.5G SFP and 10G SFP+) | 1893.408 | 1656.732 | 1538.394 | 1420.056
DIN-Rail L2+/L3 Manageable Industrial Gigabit POE Switch
| IGS-6325-4UP2X | IP30 DIN-rail Industrial L3 4-Port 2.5GBASE-T 802.3bt PoE + 2-Port 10G SFP+ Full Managed Switch (-40 to 75 C, 4-port 95W PoE++, 360W PoE budget, 802.3bt/UPoE/Force modes, DIDO, ERPS Ring, 1588 PTP TC, Modbus TCP, ONVIF, Cybersecurity features, Layer3 RIPv1/v2, OSPFv2/v3 routing, supports Cloud-based CloudNMS, on-premise NMS controller and mobile app central management, MQTT, supports 1000X, 2.5G SFP and 10G SFP+) | 886.72 | 775.88 | 720.46 | 665.04
| IGS-6325-8UP2S | IP30 DIN-rail Industrial L3 8-Port 10/100/1000T 802.3bt PoE + 2-port 1G/2.5G SFP Full Managed Switch (-40 to 75 C, 8-port 95W PoE++, 802.3bt/Legacy/Force modes, dual redundant power input on 48~54VDC terminal block, DIDO, ERPS Ring, 1588 PTP TC, Modbus TCP, ONVIF, Cybersecurity features, Hardware Layer 3 RIPv1/v2, OSPFv2/v3 dynamic routing, supports Cloud-based CloudNMS, on-premise NMS controller and mobile app central management, MQTT, supports 100FX, 1000X and 2.5G SFP) | 1011.904 | 885.416 | 822.172 | 758.928
| IGS-6325-8UP2S2X | IP30 DIN-rail Industrial L3 8-Port 10/100/1000T 802.3bt PoE + 2-port 1G/2.5G SFP + 2-Port 10G SFP+ Full Managed Switch (-40 to 75 C, 8-port 95W PoE++, 802.3bt/Legacy/Force modes, dual redundant power input on 48~54VDC terminal block, DIDO, ERPS Ring, 1588 PTP TC, Modbus TCP, ONVIF, Cybersecurity features, Hardware Layer3 RIPv1/v2, OSPFv2/v3 dynamic routing, supports Cloud-based CloudNMS, on-premise NMS controller and mobile app central management, MQTT, supports 100FX, 1000X, 2.5G SFP and 10G SFP+) | 1090.144 | 953.876 | 885.742 | 817.608
| IGS-6329-8UP2S2X | IP30 DIN-rail Industrial L3 8-Port 10/100/1000T 802.3bt PoE + 2-port 1G/2.5G SFP + 2-Port 10G SFP+ Full Managed Switch (-40 to 75 C, 8-port 95W PoE++, 802.3bt/PoH/Force modes, DIDO, ERPS Ring, 1588 PTP TC, Modbus TCP, ONVIF, Cybersecurity features, Layer3 OSPFv2 routing, supports Cloud-based CloudNMS, on-premise NMS controller and mobile app central management, MQTT, supports 100FX, 1000X, 2.5G SFP and 10G SFP+, EN61000-6-2/-4 Heavy Industrial EMC and EN50121-4 Railway certified) | 1377.024 | 1204.896 | 1118.832 | 1032.768
| IGS-6329-8UP2S4X | IP30 DIN-rail Industrial L3 8-Port 10/100/1000T 802.3bt PoE + 2-port 1G/2.5G SFP + 4-Port 10G SFP+ Full Managed Switch (-40 to 75 C, 8-port 95W PoE++, 802.3bt/PoH/Force modes, DIDO, ERPS Ring, 1588 PTP TC, Modbus TCP, ONVIF, Cybersecurity features, Layer3 OSPFv2 routing, supports Cloud-based CloudNMS, on-premise NMS controller and mobile app central management, MQTT, supports 100FX, 1000X, 2.5G SFP and 10G SFP+, EN61000-6-2/-4 Heavy Industrial EMC and EN50121-4 Railway certified) | 1457.872 | 1275.638 | 1184.521 | 1093.404
| IGS-20160HPT | IP30 DIN-rail Industrial L3 16-Port 10/100/1000T 802.3at PoE + 2-Port 10/100/1000T + 2-port 1G/2.5G SFP Full Managed Switch (360 watts PoE budget, -40 to 75 C, dual redundant power input on 48~54VDC terminal block, DIDO, ERPS Ring, 1588 PTP TC, Modbus TCP, ONVIF, Cybersecurity with PQC, TLSv1.3, SSHv2, SNMPv3, Hardware Layer 3 OSPFv2, supports Cloud-based CloudNMS, on-premises NMS controller and mobile app central management, MQTT, supports 100FX, 1000X and 2.5G SFP) | 1429.184 | 1250.536 | 1161.212 | 1071.888
| IGS-10020HPT | IP30 Industrial L2+/L4 8-Port 1000T 802.3at PoE + 2-Port 1G/2.5G SFP Full Managed Switch (-40 to 75 C, 12V~48V DC power boost, DIDO, ERPS Ring, 1588, Modbus TCP, ONVIF, Cybersecurity with PQC, TLSv1.3, SSHv2, SNMPv3, e-mark certified, IPv4/IPv6 Static Routing, supports Cloud-based CloudNMS, on-premises NMS controller and mobile app central management, MQTT, supports 100FX, 1000X and 2.5G SFP) | 865.856 | 757.624 | 703.508 | 649.392
| IGS-10020HPT-U | IP30 Industrial L2+/L4 8-Port 1000T 802.3at PoE + 2-Port 1G/2.5G SFP Full Managed Switch (-40 to 75 C, 12V~54V DC power boost, DIDO, Micro-USB console port, ERPS Ring, 1588, Modbus TCP, ONVIF, Cybersecurity features, IPv4/IPv6 Static Routing, supports Cloud-based CloudNMS, on-premise NMS controller and mobile app central management, MQTT, supports 100FX, 1000X and 2.5G SFP) e-mark certified | 865.856 | 757.624 | 703.508 | 649.392
| IGS-10020PT | IP30 Industrial L2+/L4 8-Port 1000T 802.3at PoE + 2-Port 1G/2.5G SFP Full Managed Switch (-40 to 75 C, dual redundant power input on 48~54VDC terminal block, DIDO, ERPS Ring, 1588, Modbus TCP, ONVIF, 200m Extend mode, Cybersecurity features, IPv4/IPv6 Static Routing, supports Cloud-based CloudNMS, on-premise NMS controller and mobile app central management, MQTT, supports 100FX, 1000X and 2.5G SFP) | 764.144 | 668.626 | 620.867 | 573.108
| IGS-4215-4P4T | IP30 Industrial L2/L4 4-Port 10/100/1000T 802.3at PoE + 4-Port 10/100/1000T Managed Switch (-40~75 degrees C), dual redundant power input on 48~54VDC terminal block, SNMPv3, 802.1Q VLAN, IGMP Snooping, TLS, SSH, ACL, 250m Extend mode, supports ERPS Ring, Cloud-based CloudNMS, on-premise NMS controller and mobile app central management, MQTT and Cybersecurity feature | 563.328 | 492.912 | 457.704 | 422.496
| IGS-4215-4P4T2S | IP30 Industrial L2/L4 4-Port 10/100/1000T 802.3at PoE + 4-Port 10/100/1000T + 2-Port 100/1000X SFP Managed Switch (-40~75 degrees C, dual redundant power input on 48~56VDC terminal block, SNMPv3, 802.1Q VLAN, IGMP Snooping, TLS, SSH, ACL, 250m Extend mode, supports ERPS Ring, Cloud-based CloudNMS, on-premise NMS controller and mobile app central management, MQTT and Cybersecurity feature) | 620.704 | 543.116 | 504.322 | 465.528
| IGS-4215-4UP4T2S | IP30 Industrial L2/L4 4-Port 10/100/1000T 802.3bt PoE + 4-Port 10/100/1000T + 2-Port 100/1000X SFP Managed Switch (-40~75 degrees C, 4-port 95W PoE++, 802.3bt/Legacy/Force modes, dual redundant power input on 48~56VDC terminal block, SNMPv3, 802.1Q VLAN, IGMP Snooping, TLS, SSH, ACL, 250m Extend mode, supports ERPS Ring, Cloud-based CloudNMS, on-premise NMS controller and mobile app central management, MQTT and Cybersecurity feature) | 631.136 | 552.244 | 512.798 | 473.352
| IGS-4215-8P2T2S | IP30 Industrial L2/L4 8-Port 10/100/1000T 802.3at PoE + 2-Port 10/100/1000T + 2-Port 100/1000X SFP Managed Switch (-40~75 degrees C), dual redundant power input on 48~54VDC terminal block, SNMPv3, 802.1Q VLAN, IGMP Snooping, TLS, SSH, ACL, 250m Extend mode, supports ERPS Ring, Cloud-based CloudNMS, on-premise NMS controller and mobile app central management, MQTT and Cybersecurity feature) | 631.136 | 552.244 | 512.798 | 473.352
| IGS-4215-8UP2T2S | IP30 Industrial L2/L4 8-Port 10/100/1000T 802.3bt PoE + 2-Port 10/100/1000T + 2-Port 100/1000X SFP Managed Switch (-40~75 degrees C, 8-port 95W PoE++, 802.3bt/Legacy/Force modes, dual redundant power input on 48~54VDC terminal block, SNMPv3, 802.1Q VLAN, IGMP Snooping, TLS, SSH, ACL, 250m Extend mode, supports ERPS Ring, Cloud-based CloudNMS, on-premise NMS controller and mobile app central management, MQTT and Cybersecurity feature) | 685.904 | 600.166 | 557.297 | 514.428
| IGS-4215-8UP4X | IP30 Industrial L2+ 8-Port 10/100/1000T 802.3bt PoE + 4-Port 10G SFP+ Managed Switch (-40~75 degrees C, 8-port 95W PoE++, 360W PoE budget, 802.3bt/Legacy/Force modes, PoE PD alive check and schedule management, 250m Extend mode, dual redundant power input on 48~54VDC terminal block, DIDO, Type-C console port, 802.1Q VLAN, IGMP Snooping, TLSv1.2, SSHv2, SNMPv3 Cybersecurity, ACL, ERPS Ring, Cloud-based CloudNMS, on-premise NMS controller and mobile app central management, MQTT, Modbus TCP, hardware-based IPv4/IPv6 static routing, supports 100FX, 1000X, 2.5G SFP and 10G SFP+) | 1011.904 | 885.416 | 822.172 | 758.928
| IGS-4215-16P2T2S | IP30 Industrial L2/L4 16-Port 10/100/1000T 802.3at PoE + 2-Port 10/100/1000T + 2-Port 100/1000X SFP Managed Switch (320 watts PoE budget, -40~75 degrees C, dual redundant power input on 48~54VDC terminal block, DIDO, SNMPv3, 802.1Q VLAN, IGMP Snooping, TLS, SSH, ACL, 250m Extend mode, supports ERPS Ring, Cloud-based CloudNMS, on-premise NMS controller and mobile app central management, MQTT and Cybersecurity feature) | 959.744 | 839.776 | 779.792 | 719.808
| IGS-4215-16P4X | IP30 Industrial L2+ 16-Port 10/100/1000T 802.3at PoE + 4-Port 10G SFP+ Managed Switch (-40~75 degrees C, 360W PoE budget, 802.3at/Legacy/Force modes, PoE PD alive check and schedule management, 250m Extend mode, dual redundant power input on 48~54VDC terminal block, DIDO, Type-C console port, 802.1Q VLAN, IGMP Snooping, Cybersecurity with PQC, TLSv1.3, SSHv2, SNMPv3, ACL, ERPS Ring, Cloud-based CloudNMS, on-premises NMS controller and mobile app central management, MQTT, supports 100FX, 1000X, 2.5G SFP and 10G SFP+) | 1293.568 | 1131.872 | 1051.024 | 970.176
| IGS-4215-24P4X | IP30 Industrial L2+ 24-Port 10/100/1000T 802.3at PoE + 4-Port 10G SFP+ Managed Switch (-40~75 degrees C, 480W PoE budget, 802.3at/Legacy/Force modes, PoE PD alive check and schedule management, 250m Extend mode, dual redundant power input on 48~54VDC terminal block, DIDO, Type-C console port; 802.1Q VLAN, IGMP Snooping, ERPS Ring; Cybersecurity with PQC TLSv1.3, SSHv2, SNMPv3, ACL; centralized management via Cloud-based CloudNMS, on-premises NMS controller and mobile app-based management, MQTT, supports 100FX, 1000X, 2.5G SFP and 10G SFP+) | 1794.304 | 1570.016 | 1457.872 | 1345.728
| IGS-5225-4UP1T2S | IP30 Industrial L2+/L4 4-Port 10/100/1000T 802.3bt PoE + 1-Port 1000T + 2-port 1G/2.5G SFP Full Managed Switch (-40 to 75 C, 4-port 95W PoE++, 360W PoE budget, 802.3bt/UPoE/Force modes, DIDO, ERPS Ring, 1588 PTP TC, Modbus TCP, ONVIF, Cybersecurity features, supports Cloud-based CloudNMS, on-premise NMS controller and mobile app central management, MQTT, supports 100FX, 1000X and 2.5G SFP) | 771.968 | 675.472 | 627.224 | 578.976
| IGS-5225-4UP1T2S-12V | IP30 Industrial L2+ 4-Port 10/100/1000T 802.3bt PoE + 1-Port 10/100/1000T + 2-Port 1G/2.5G SFP Managed Switch w/ 12V Booster (-40 to 75 C, dual 9V~54V DC power boost, max. 360W PoE budget, 4-port 95W PoE++, 802.3bt/Legacy/Force modes, PoE PD alive check and schedule management, 250m Extend mode, DIDO, ERPS Ring, 1588 PTP TC, Modbus TCP, ONVIF, Cybersecurity features, supports Cloud-based CloudNMS, on-premise NMS controller and mobile app central management, MQTT, supports 100FX, 1000X and 2.5G SFP) | 933.664 | 816.956 | 758.602 | 700.248
| IGS-5225-8P4S | IP30 Industrial L2+/L4 8-Port 1000T 802.3at PoE + 2-Port 100/1G SFP + 2-Port 1G/2.5G SFP Full Managed Switch (-40 to 75 C, dual redundant power input on 48~54VDC terminal block, DIDO, ERPS Ring, 1588, Modbus TCP, ONVIF, Cybersecurity, Cloud-based CloudNMS, on-premise NMS controller and mobile app central management, MQTT, supports 100FX, 1000X and 2.5G SFP) | 907.584 | 794.136 | 737.412 | 680.688
| IGS-5225-8P4S-12V | IP30 Industrial L2+/L4 8-Port 1000T 802.3at PoE + 2-Port 100/1G SFP + 2-Port 1G/2.5G SFP Managed Switch w/ 12V Booster (-40 to 75 C, dual 12~54V DC power boost, DIDO, ERPS Ring, 1588 PTP TC, Modbus TCP, ONVIF, Cybersecurity, Cloud-based CloudNMS, on-premise NMS controller and mobile app central management and MQTT, supports 100FX, 1000X and 2.5G SFP) | 1006.688 | 880.852 | 817.934 | 755.016
| IGS-5225-4P2S | IP40 Industrial L2+/L4 4-Port 1000T 802.3at PoE + 2-Port 1G/2.5G SFP Full Managed Switch (-40 to 75 C, dual redundant power input on 48~54VDC terminal block, 200m Extend mode, ERPS Ring, 1588 PTP TC, Modbus TCP, ONVIF, supports Cloud-based CloudNMS, on-premise NMS controller and mobile app central management, MQTT and Cybersecurity features , supports 100FX, 1000X and 2.5G SFP) | 537.248 | 470.092 | 436.514 | 402.936
| IGS-5225-8P2T2S | IP30 Industrial L2+/L4 8-Port 1000T 802.3at PoE+ 2-port 10/100/1000T + 2-Port 1G/2.5G SFP Full Managed Switch (-40 to 75 C, dual redundant power input on 48~54VDC terminal block, DIDO, ERPS Ring, 1588, Modbus TCP, ONVIF, Cybersecurity features, supports Cloud-based CloudNMS, on-premise NMS controller and mobile app central management, MQTT, supports 100FX, 1000X and 2.5G SFP) | 886.72 | 775.88 | 720.46 | 665.04
| IGS-5225-8P2T4S | IP30 Industrial L2+/L4 8-Port 1000T 802.3at PoE+ 2-port 10/100/1000T + 2-Port 100/1G SFP + 2-Port 1G/2.5G SFP Full Managed Switch (-40 to 75 C, dual redundant power input on 48~54VDC terminal block, DIDO, ERPS Ring, 1588, Modbus TCP, ONVIF, Cybersecurity features, supports Cloud-based CloudNMS, on-premise NMS controller and mobile app central management, MQTT, supports 100FX, 1000X and 2.5G SFP) | 918.016 | 803.264 | 745.888 | 688.512
| IGS-5225-8P2S2X | IP30 Industrial L3 8-Port 1000T 802.3at PoE+ 2-port 1G/2.5G SFP + 2-port 10G SFP+ Full Managed Switch (-40 to 75 C, dual redundant power input on 48~54VDC terminal block, DIDO, ERPS Ring, 1588, Modbus TCP, Cybersecurity with PQC, TLSv1.3, SSHv2, SNMPv3, Hardware Layer 3 RIPv1/v2, OSPFv2/v3 dynamic routing , supports Cloud-based CloudNMS, on-premises NMS controller and mobile app central management, MQTT, supports 100FX, 1000X, 2.5G SFP and 10G SFP+) | 1056.24 | 924.21 | 858.195 | 792.18
DIN-Rail Unmanaged Industrial Gigabit Ethernet POE Switch (w/ 10G Uplink)
| IGS-824UPT | IP30 Industrial 4-Port 10/100/1000T 95W 802.3bt PoE + 2-Port 10/100/1000T + 2-Port 100/1000X SFP Gigabit Ethernet Switch(802.3bt Type-4, BT/Legacy and Force DIP switch, -40 to 75 C, dual 48V~54V DC, PoE Usage LED) | 464.224 | 406.196 | 377.182 | 348.168
| IGS-624HPT | IP40 Industrial 4-Port 10/100/1000T 802.3at PoE + 2-Port 100/1000X SFP Gigabit Ethernet Switch(-40 to 75 C, dual 12V~56V DC power boost, PoE Usage LED, Switch/Fiber Redundant mode) | 448.576 | 392.504 | 364.468 | 336.432
| IGS-614HPT | IP40 Industrial 4-Port 10/100/1000T 802.3at PoE + 1-Port 10/100/1000T + 1-Port 100/1000X SFP Gigabit Ethernet Switch(-40 to 75 C, dual 12V~56V DC power boost, PoE Usage LED), UL certified | 396.416 | 346.864 | 322.088 | 297.312
| IGS-504HPT | IP40 Industrial 4-Port 10/100/1000T 802.3at PoE + 1-Port 10/100/1000T Gigabit Ethernet Switch(-40 to 75 C, dual 12V~56V DC power boost, PoE Usage LED) | 328.608 | 287.532 | 266.994 | 246.456
| IGS-504PT | IP30 Compact size 4-Port 10/100/1000T 802.3at PoE + 1-Port 10/100/1000T Gigabit Ethernet Switch (-40~75 degrees C, dual 48~54V DC) | 229.504 | 200.816 | 186.472 | 172.128
| IGS-514PT | IP30 Compact size 4-Port 10/100/1000T 802.3at PoE + 1-Port 100/1000X SFP Gigabit Ethernet Switch (-40~75 degrees C, dual 48~54V DC, max. 120W PoE budget) | 239.936 | 209.944 | 194.948 | 179.952
| IGS-1000-4UP2X | IP30 Industrial 4-Port 10/100/1000/2500T 802.3bt PoE + 2-Port 10G SFP+ Ethernet Switch (360W PoE budget, PoE Usage LED, -40~75 degrees C, dual 48~54V DC, supports 1G/2.5G/10G SFP transceivers) | 568.544 | 497.476 | 461.942 | 426.408
| IGS-1000-8UP4X | IP30 Industrial 8-Port 10/100/1000T 802.3bt PoE + 4-Port 10G SFP+ Ethernet Switch (360W PoE budget, PoE Usage LED, -40~75 degrees C, dual 48~54V DC, supports 1G/2.5G/10G SFP transceivers) | 824.128 | 721.112 | 669.604 | 618.096
| IGS-1020PTF | IP30 Industrial 8-Port 10/100/1000T 802.3at PoE + 2-Port 100/1000X SFP Ethernet Switch (-40~75 degrees C, 250m Extend mode, PoE Usage LED, dual 48V~54V DC) | 469.44 | 410.76 | 381.42 | 352.08
| IGS-1020PTF-12V | IP30 Industrial 8-Port 10/100/1000T 802.3at PoE + 2-Port 100/1000X SFP Ethernet Switch w/ 12V Booster (-40~75 degrees C, 250m Extend mode, PoE Usage LED, dual 12V~54V DC power boost), UL certified | 563.328 | 492.912 | 457.704 | 422.496
DIN-Rail Unmanaged Industrial Fast Ethernet POE Switch
| ISW-504PT | IP40 4-Port 10/100TX 802.3at PoE + 1-Port 10/100TX Industrial Fast Ethernet Switch (-40 to 75 C, 12V~48V DC power boost, 120W PoE budget, Standard/VLAN/250m Extend mode, PROFINET traffic pass-through with QoS ) | 299.92 | 262.43 | 243.685 | 224.94
| ISW-504PT-E | IP40 Compact size Industrial 4-Port 10/100TX 802.3at PoE + 1-Port 10/100TX Fast Ethernet Switch (-40~75 degrees C, redundant power input on dual 48~55V DC terminal block and one DC jack, 120W PoE budget, Low power consumption, 250m Extend mode) | 198.208 | 173.432 | 161.044 | 148.656
| ISW-514PTF | IP40 4-Port 10/100TX 802.3at PoE + 1-Port 100FX SFP Industrial Fast Ethernet Switch (-40 to 75 C, 12V~48V DC power boost, 120W PoE budget, Standard/VLAN/250m Extend mode, PROFINET traffic pass-through with QoS ) | 307.744 | 269.276 | 250.042 | 230.808
| IFGS-624PTF | IP40 Industrial 4-Port 10/100BASE-TX 802.3at PoE + 2-Port 1000BASE-X SFP Ring Ethernet Switch (-40 to 75 degree C, dual 12~54V DC power boost, 120W PoE budget, 250m Extend mode, Fiber ports Switch/Ring mode via DIP switch, super-fast, fault-tolerant ring redundancy, PROFINET traffic pass-through with QoS) | 370.336 | 324.044 | 300.898 | 277.752
| IFGS-1022HPT | IP30 Industrial 8-Port 10/100TX 802.3at PoE + 2-Port Gigabit TP/SFP combo Ethernet Switch (-40 to 75 C, 250m Extend mode, dual redundant power input on 48~56VDC terminal block) | 459.008 | 401.632 | 372.944 | 344.256
Renewable POE Ethernet Solution w/ Management Solution
| BSP-115HP-5A | 5-Port Hybrid PoE Solar PoE Switch with 1-Port 1000X SFP (-20~65 degrees C, 10/100/1000T RJ45 ports, 65W PoE budget, 1 port 60W PoE, 2 ports 802.3at PoE+ and 2 ports 802.3at PoE+/24V Passive PoE via DIP switch, supports PD alive check, 250m PoE Extend and VLAN isolation, 12V/24V solar panel power input and 12V/24V battery charging, supports lead-acid/lithium/lithium iron batteries, include temperature sensor.) | 273.84 | 239.61 | 222.495 | 205.38
| BSP-115PV-15A | 5-Port 802.3at PoE+ Solar PoE Switch with 1-Port 1000X SFP and LCD Display (-20~65 degrees C, 10/100/1000T RJ45 ports, 120W PoE budget, supports PD alive check, 250m PoE Extend and VLAN isolation, 12V/24V solar panel power input and 12V/24V battery charging, supports lead-acid/lithium/lithium iron batteries, include temperature and humidity sensor, LCD displays solar/battery input voltage and current, PoE current power and battery remaining time) | 359.904 | 314.916 | 292.422 | 269.928
| BSP-360 | IP30 Industrial Renewable Energy 4-Port 10/100/1000T 802.3at PoE+ Managed Ethernet Switch/Router (-10 to 60 degree C, 4-Port Gigabit 802.3at PoE+ injector + 1-Port Gigabit Ethernet; 24V/1A DC output, Web management, 400-watt PV power input, MPPT battery charge controller, supports Lithium battery and lead-acid battery) | 829.344 | 725.676 | 673.842 | 622.008
| NMS-360 | Renewable Energy Management Controller- 512 nodes (Manage 512 BSP-360s, 5 10/100/1000T LAN Ports, MQTT/SNMP/ONVIF/SmartDiscovery, Traffic&Power history graph, Event alarm, On-time Generation Power&PoE usage&battery capacity&linkup port traffic viewer, site map, batch provisioning, remote PoE ON/OFF, DDNS, cybersecurity features) | 2002.944 | 1752.576 | 1627.392 | 1502.208
| NMS-360V-12 | Renewable Energy Management Controller with 12" LCD Touch Screen- 512 nodes (Manage 512 BSP-360s, 2 2.5GbE LAN Ports, Intel N97 processor, 128GB SSD, 16G RAM, MQTT/SNMP/ONVIF/SmartDiscovery, Traffic&Power history graph, Event alarm, On-time Generation Power&PoE usage&battery capacity&linkup port traffic viewer, site map, batch provisioning, remote PoE ON/OFF, DDNS, cybersecurity features) | 5184.704 | 4536.616 | 4212.572 | 3888.528
Industrial PoE Injector, Splitter
| IPOE-162 | IP30, Industrial 802.3at (30W) High Power PoE Injector (-40 to 75 C, 12V~48V DC power boost) | 143.44 | 125.51 | 116.545 | 107.58
| IPOE-162S | IP30, Industrial 802.3at High Power PoE Splitter - 12V & 24V (-40 to 75 C) | 130.4 | 114.1 | 105.95 | 97.8
| IPOE-173S | IP30, Industrial Single-Port 10/100/1000T 802.3bt PoE++ Splitter - 12V/19V/24V ( -40~75 degrees C, 802.3bt type 4 PD, PoH compatible) | 239.936 | 209.944 | 194.948 | 179.952
| IPOE-171-60W | IP30, Industrial Single-Port Multi-gigabit 802.3bt PoE++ Injector (60 Watts, UPoE, Legacy mode support, PoE Usage LED, 10M/100M/1G/2.5G/5G speed, -40 to 75 C) | 213.856 | 187.124 | 173.758 | 160.392
| IPOE-171-95W | IP30, Industrial Single-Port Multi-gigabit 802.3bt PoE++ Injector (95 Watts, UPoE, Legacy mode support, PoE Usage LED, 10M/100M/1G/2.5G/5G speed, -40 to 75 C, 12V~48V DC power boost) | 354.688 | 310.352 | 288.184 | 266.016
| IPOE-260 | Industrial 2-port 10/100/1000T 802.3at PoE+ Injector (-40~75 degrees C) | 130.4 | 114.1 | 105.95 | 97.8
| IPOE-260-12V | Industrial 2-port 10/100/1000T 802.3at PoE+ Injector w/ 12V Booster (-40~75 degrees C, 12~56VDC) | 198.208 | 173.432 | 161.044 | 148.656
| IPOE-270 | IP30 Industrial 2-Port Multi-gigabit 802.3bt PoE++ Injector (180 Watts budget, PoE Usage LED, 10M/100M/1G/2.5G/5G speed, BT/Legacy DIP switch, -40 to 75 C, dual 48V~54V DC) | 219.072 | 191.688 | 177.996 | 164.304
| IPOE-270-12V | IP30 Industrial 2-Port Multi-gigabit 802.3bt PoE++ Injector (180 Watts budget, PoE Usage LED, 10M/100M/1G/2.5G/5G speed, BT/Legacy DIP switch, -40 to 75 C, dual 12V~54V DC power boost) | 370.336 | 324.044 | 300.898 | 277.752
| IPOE-470 | IP30 Industrial 4-port Multi-gigabit 95W 802.3bt PoE++ Injector Hub (240 Watts PoE budget, PoE Usage LED, BT/Legacy DIP switch, -40~75 degrees C, dual 48V~54V DC, supports 10/100/1G/2.5Gbps Data rate) | 326 | 285.25 | 264.875 | 244.5
| IPOE-470-12V | IP30 Industrial 4-port Multi-gigabit 95W 802.3bt PoE++ Injector Hub w/ 12V Booster (240 Watts PoE budget, PoE Usage LED, BT/Legacy DIP switch, -40~75 degrees C, dual 12V~54V DC power boost, supports 10/100/1G/2.5Gbps Data rate) | 469.44 | 410.76 | 381.42 | 352.08
| IPOE-E174 | IP30 Industrial 1-Port 95W 802.3bt PoE++ to 4-Port 802.3at PoE+ Gigabit PoE Extender (-40 to 75 C) | 266.016 | 232.764 | 216.138 | 199.512
| IPOE-175 | IP67-rated Industrial 1-Port 60W 802.3bt PoE++ Injector (24~56V power boost, -40~75 degrees C, IK10 impact protection), 3 x waterproof cable glands included | 179.952 | 157.458 | 146.211 | 134.964
| IPOE-175S | IP67-rated Industrial Single-port 10/100/1000T 802.3bt PoE++ Splitter – 12VDC (-40~75 degrees C, IK10 impact protection, 802.3bt type 3 PD, PoH compatible), 3 x waterproof cable glands included | 151.264 | 132.356 | 122.902 | 113.448
| IPOE-176 | IP30, Industrial Single-Port 10Gbps 802.3bt PoE++ Injector (95 Watts, UPoE, Legacy mode support, PoE Usage LED, 10/100/1G/2.5G/5G/10Gbps data rate, -40~75 degrees C, dual power input on 48-54VDC) | 281.664 | 246.456 | 228.852 | 211.248
| IPOE-176S | IP30, Industrial Single-Port 10Gbps 802.3bt PoE++ Splitter - 12V,19 & 24V DC output (-40~75 degrees C, 802.3bt type 4 PD, supports, 10/100/1G/2.5G/5G/10Gbps data rate ) | 258.192 | 225.918 | 209.781 | 193.644
| IPOE-E302 | IP67-rated Industrial 1-Port 802.3bt PoE++ to 2-Port 802.3at/bt PoE++ Extender (-40~75 degrees C, IK10 impact protection), 3 x waterproof cable glands included | 198.208 | 173.432 | 161.044 | 148.656
Industrial Water Proof Ethernet Solution
| ISW-808PT-M12 | IP67-rated Industrial 8-Port 10/100TX M12 802.3at PoE+ Switch (-40~75 degrees C, dual 12~56V power boost,PROFINET traffic pass-through with QoS, EN50155 Railway certified) | 777.184 | 680.036 | 631.462 | 582.888
| ISW-808PT-M12A | IP50-rated Industrial 8-Port 10/100TX M12 802.3at PoE+ Switch (-40~75 degrees C, dual 12~56V power boost, PROFINET traffic pass-through with QoS, EN50155 Railway certified) | 735.456 | 643.524 | 597.558 | 551.592
| ISW-800T-M12 | IP67 rated 8-Port 10/100Mbps M12 Fast Ethernet Switch (-40 to 75 degree C) | 485.088 | 424.452 | 394.134 | 363.816
| CB-M23F5F-120 | 5-pin M23 Female to bare end power cable, 1.2 meters, for IGS-5227-4MP2MT, IGS-5227X-4P2T, ISW-808PT-M12 and ISW-808PT-M12A | 99.104 | 86.716 | 80.522 | 74.328
| CB-M12X8MRJ-200 | 8-Pin X-Coded M12 male to RJ45 Ethernet Cable, 2 meters | 28.1664 | 24.6456 | 22.8852 | 21.1248
| CB-M12X8M10G-200 | 8-Pin X-Coded M12 Male to RJ45 Ethernet Cat 6A (10G) Cable, 2 meters | 83.456 | 73.024 | 67.808 | 62.592
| CB-M12A5USB-100 | 5 Pin A-Coded M12 Female to USB Type-A Cable, 1 meter | 15.1264 | 13.2356 | 12.2902 | 11.3448
| CB-QODC10G-600 | Q-ODC 2 Plug/LC Single-mode Fiber Cable, 6 meters | 443.36 | 387.94 | 360.23 | 332.52
| IGS-5227X-4P2T | IP67-rated Industrial L2+ 4-Port 10/100/1000T M12 802.3at PoE + 2-Port 10/100/1000T M12 Managed Ethernet Switch(X-coded M12, -40~75 degrees C, Dual 12~56V DC power boost, ERPS Ring, 1588 TC, Modbus TCP, ONVIF, Cybersecurity features, IPv4/IPv6 Static Routing, supports PLANET Cloud-based CloudNMS, on-premise NMS controller and mobile app central management, MQTT) | 1092.752 | 956.158 | 887.861 | 819.564
| IGS-5227-6T | IP67-rated Industrial L2+ 6-Port 10/100/1000T Managed Ethernet Switch (-40~75 degrees C, dual 12~48V DC, ERPS Ring, 1588 TC , Modbus TCP, Cybersecurity, IPv4/IPv6 Static Routing, supports PLANET Cloud-based CloudNMS, on-premise NMS controller and mobile app central management, MQTT, 6 x waterproof RJ45 connectors included, EN50155 and EN50121-4 Railway certified) | 771.968 | 675.472 | 627.224 | 578.976
| IGS-5227-6MT-X | IP67-rated Industrial L2+ 6-Port 10/100/1000T X-coded M12 Managed Ethernet Switch (-40 to 75 C, Dual 9~48V DC) , ERPS Ring, 1588 TC, Modbus TCP, Cybersecurity, IPv4/IPv6 Static Routing, supports PLANET Cloud-based CloudNMS, on-premise NMS controller and mobile app central management, MQTT, EN50155 and EN50121-4 Railway certified | 928.448 | 812.392 | 754.364 | 696.336
| IGS-604HPT-RJ | IP67-rated Industrial L2+ 4-Port 10/100/1000T 802.3at PoE + 2-Port 10/100/1000T Managed Ethernet Switch(-40~75 degrees C), ERPS Ring, 1588, 6 x waterproof RJ45 connectors included | 719.808 | 629.832 | 584.844 | 539.856
| IGS-604HPT-M12 | IP67-rated Industrial L2+ 4-Port 10/100/1000T M12 802.3at PoE + 2-Port 10/100/1000T M12 Managed Ethernet Switch (-40~75 degrees C) , ERPS Ring, 1588 | 933.664 | 816.956 | 758.602 | 700.248
| CB-M12D4MRJ-120 | 4-Pin D-Coding M12 Male to RJ-45 Ethernet Cable, 1.2 meters | 16.1696 | 14.1484 | 13.1378 | 12.1272
| CB-M12D4MRJ-1000 | 4-Pin D-Coding M12 Male to RJ-45 Ethernet Cable, 10 meters | 31.296 | 27.384 | 25.428 | 23.472
| CB-M12D4MD4F-1000 | 4-Pin D-Coding M12 Male to D-Coding M12 Female Ethernet Cable, 10meters | 46.944 | 41.076 | 38.142 | 35.208
| CB-M12A5FF-120 | 5-Pin A-Coding M12 Female to bare end power or I/O cable, 1.2 meters | 15.648 | 13.692 | 12.714 | 11.736
| CB-M12A5FF-1000 | 5-Pin A-Coding M12 Female to bare end power or I/O cable, 10 meters | 73.024 | 63.896 | 59.332 | 54.768
| CB-M12A5MF-120 | M12 A-Coded 5-Pin Male to bare end I/O cable, 1.2 meters, for ITS-5216 series Ethernet switch and VCG-2406 series cellular gateway | 20.864 | 18.256 | 16.952 | 15.648
| CB-M12A5MUSB-100 | M12 A-Coded 5 Pin Male to USB Type-A Cable, 1 meters, for ITS-5216 series Ethernet switch | 15.648 | 13.692 | 12.714 | 11.736
| CB-M12A8MRJ-200 | 8-Pin A-Coding M12 male to RJ45 Ethernet Cable, 2 meters | 20.864 | 18.256 | 16.952 | 15.648
| CB-M12K5FF-150 | M12 K-Coded 5-Pin Female to bare end power cable, 1.5 meters, for ITS-5216 series Ethernet switch and VCG-2406 series cellular gateway | 198.208 | 173.432 | 161.044 | 148.656
Industrial Flat Type Ethernet Solution
| WGS-803 | IP30 8-Port Gigabit Wall-mount Switch (-10 to 60 C), dual redundant power input on 12-48VDC terminal block and power jack | 190.384 | 166.586 | 154.687 | 142.788
| WGS-E304PT | IP30 Industrial 1-Port 95W 802.3bt PoE++ to 4-Port 802.3at PoE+ Wall-mounted Extender (-40 to 75 C, Standard/VLAN/Extend mode, fanless desing, wall mounting, magnetic wall mounting or DIN-rail mounting) | 208.64 | 182.56 | 169.52 | 156.48
| WGS-814HP | IP30 Industrial 8-Port 10/100/1000T Wall-mount Gigabit Switch with 4-Port 802.3at PoE+ (60W PoE Budget, Standard/VLAN/Extend mode, fanless, -20 to 60 C),54V 72W AC power adapter included | 208.64 | 182.56 | 169.52 | 156.48
| WGS-804HP | IP30 8-Port Gigabit Wall-mount Switch with 4-Port 802.3AT POE+ (-40 to 75 C), dual redundant power input on 48-54V DC terminal block and power jack, wall mounting, magnetic wall mounting or DIN-rail mounting | 245.152 | 214.508 | 199.186 | 183.864
| WGS-804HPT | IP30, IPv6/IPv4, 8-Port 1000TP Wall-mount Managed Ethernet Switch with 4-Port 802.3AT POE+ (-40 to 75 C), dual redundant power input on 48-54VDC terminal block and power jack, SNMPv3, 802.1Q VLAN, IGMP Snooping, TLS, SSH, ACL, 250m Extend mode, supports ERPS Ring, Cloud-based CloudNMS, on-premise NMS controller and mobile app central management, MQTT and Cybersecurity feature | 339.04 | 296.66 | 275.47 | 254.28
| WGS-818HP | IP30 Industrial 8-Port 10/100/1000T 802.3at PoE+ Wall-mount Gigabit Switch (120W PoE Budget, Standard/VLAN/Extend mode, fanless, -20 to 60 C), 54V 130W AC power adapter included | 302.528 | 264.712 | 245.804 | 226.896
| WGS-4215-8T | IP30, IPv6/IPv4, 8-Port 1000TP Wall-mount Managed Ethernet Switch (-40 to 75 C), dual redundant power input on 12-48VDC / 24VAC terminal block and power jack, SNMPv3, 802.1Q VLAN, IGMP Snooping, TLS, SSH, ACL, supports ERPS Ring, Cloud-based CloudNMS, on-premise NMS controller and mobile app central management, MQTT and Cybersecurity feature | 292.096 | 255.584 | 237.328 | 219.072
| WGS-4215-8T2S | IP30, IPv6/IPv4, 8-Port 1000TP + 2-Port 100/1000F SFP Wall-mount Managed Ethernet Switch (-40 to 75 C), dual redundant power input on 12-48VDC / 24VAC terminal block and power jack, SNMPv3, 802.1Q VLAN, IGMP Snooping, TLS, SSH, ACL, supports ERPS Ring, Cloud-based CloudNMS, on-premise NMS controller and mobile app central management, MQTT and Cybersecurity feature | 318.176 | 278.404 | 258.518 | 238.632
| WGS-4215-8P2S | IP30, IPv6/IPv4, 8-Port 1000T 802.3at PoE + 2-Port 100/1000X SFP Wall-mount Managed Ethernet Switch (-40 to 75 C, PoE PD alive check and schedule management, 250m Extend mode, dual power input on 48-54VDC terminal block and power jack, SNMPv3, 802.1Q VLAN, IGMP Snooping, TLSv1.2, SSHv2, SNMPv3 Cybersecurity, ACL, ERPS Ring, Cloud-based CloudNMS, on-premise NMS controller and mobile app central management, MQTT) | 438.144 | 383.376 | 355.992 | 328.608
| WGS-4215-8HP2S | IP30, IPv6/IPv4, 8-Port 10/100/1000T 802.3bt 95W PoE + 2-Port 100/1000X SFP Wall-mount Managed Switch (-40~75 C, Max. 360W PoE budget, 802.3bt/Legacy/Force modes, PoE PD alive check and schedule management, 250m Extend mode, supports ERPS Ring, Cloud-based CloudNMS, on-premise NMS controller and mobile app central management, MQTT and CyberSecurity features) | 503.344 | 440.426 | 408.967 | 377.508
| WGS-4215-8P2X | IP30, IPv6/IPv4, L2+ 8-Port 10/100/1000T 802.3at PoE + 2-Port 10G SFP+ Wall-mount Managed Switch (-40~75 degrees C, dual power input on 48-54VDC terminal block, 288W max. PoE budget, 802.3at/Legacy/Force modes, PoE PD alive check and schedule management, 250m Extend mode, 802.1Q VLAN, IGMP Snooping, TLSv1.2, SSHv2, SNMPv3 Cybersecurity, ACL, ERPS Ring, Cloud-based CloudNMS, on-premise NMS controller and mobile app central management, MQTT, supports 100FX, 1000X, 2.5G SFP and 10G SFP+) | 589.408 | 515.732 | 478.894 | 442.056
| WGS-4215-8P2XV | IP30, IPv6/IPv4, L2+ 8-Port 10/100/1000T 802.3at PoE + 2-Port 10G SFP+ Wall-mount Managed Switch with LCD touch screen (-20~70 degrees C, dual power input on 48-54VDC terminal block, 288W max. PoE budget, 802.3at/Legacy/Force modes, PoE PD alive check and schedule management, 250m Extend mode, 802.1Q VLAN, IGMP Snooping, TLSv1.2, SSHv2, SNMPv3 Cybersecurity, ACL, ERPS Ring, Cloud-based CloudNMS, on-premise NMS controller and mobile app central management, MQTT, supports 100FX, 1000X, 2.5G SFP and 10G SFP+) | 751.104 | 657.216 | 610.272 | 563.328
| WGS-4215-16P2S | IP30, IPv6/IPv4, 16-Port 1000T 802.3at PoE + 2-Port 100/1000X SFP Wall-mount Managed Ethernet Switch (-10 to 60 C, dual power input on 48-54VDC terminal block and power jack, SNMPv3, 802.1Q VLAN, IGMP Snooping, TLS, SSH, ACL, 250m Extend mode, supports ERPS Ring, Cloud-based CloudNMS, on-premise NMS controller and mobile app central management, MQTT and Cybersecurity feature) | 573.76 | 502.04 | 466.18 | 430.32
| WGS-5225-8T2SV | IP30, IPv6/IPv4, L2+ 8-Port 10/100/1000T + 2-Port 1G/2.5G SFP Wall-mount Managed Switch with LCD touch screen (-20~70 degrees C, dual power input on 12-48VDC terminal block and power jack, ERPS Ring, 1588, Modbus TCP, Cybersecurity features, IPv4/IPv6 Static Routing, Cloud-based CloudNMS, on-premise NMS controller and mobile app central management, MQTT, supports 100FX, 1000X and 2.5G SFP) | 477.264 | 417.606 | 387.777 | 357.948
| WGS-5225-8MT | IP40, IPv6/IPv4 Industrial L2+ 8-Port 10/100/1000T M12 Wall-mount Managed Switch(-40~75 degrees C, X-coded M12, Relay Bypass function with two M12 ports, dual power input 12-48VDC, ERPS Ring, 1588 TC, Modbus TCP, Cybersecurity features, IPv4/IPv6 Static Routing, supports Cloud-based CloudNMS, on-premise NMS controller and mobile app central management, MQTT) | 933.664 | 816.956 | 758.602 | 700.248
| WGS-5225-8P2S | IP30, IPv6/IPv4, L2+ 8-Port 10/100/1000T 802.3at PoE + 2-Port 1G/2.5G SFP Wall-mount Managed Switch (-40~75 degrees C, dual power input on 48-54VDC terminal block and power jack, ERPS Ring, 1588 PTP TC, Modbus TCP, ONVIF, SNMPv3, 802.1Q VLAN, IGMP Snooping, ACL, supports Cybersecurity, Cloud-based CloudNMS, on-premise NMS controller and mobile app central management, MQTT, supports 100FX, 1000X and 2.5G SFP) | 586.8 | 513.45 | 476.775 | 440.1
| WGS-5225-8P2SV | IP30, IPv6/IPv4, L2+ 8-Port 10/100/1000T 802.3at PoE + 2-Port 1G/2.5G SFP Wall-mount Managed Switch with LCD touch screen (-20~70 degrees C, dual power input on 48-54VDC terminal block and power jack, ERPS Ring, 1588 PTP TC, Modbus TCP, ONVIF, SNMPv3, 802.1Q VLAN, IGMP Snooping, ACL, supports Cybersecurity, Cloud-based CloudNMS, on-premise NMS controller and mobile app central management, MQTT, supports 100FX, 1000X and 2.5G SFP) | 698.944 | 611.576 | 567.892 | 524.208
| WGS-5225-8UP2SV | IP30, IPv6/IPv4, L2+ 8-Port 10/100/1000T 802.3bt PoE + 2-Port 1G/2.5G SFP Wall-mount Managed Switch with LCD touch screen (-20~70 degrees C, Max. 720W PoE budget, dual power input on 48-54VDC terminal block, 200m Extend mode, ERPS Ring, 1588, Modbus TCP, ONVIF, Cybersecurity features, IPv4/IPv6 Static Routing, supports Cloud-based CloudNMS, on-premise NMS controller and mobile app central management, MQTT, supports 100FX, 1000X and 2.5G SFP) | 829.344 | 725.676 | 673.842 | 622.008
| WGS-5215-16UP4X | IP30, IPv6/IPv4, L2+ 16-Port 10/100/1000T 802.3bt PoE + 4-Port 10G SFP+ Wall-mount Managed Switch (-40~75 degrees C, dual power input on 48-54VDC terminal block, DIDO, USB console, 720W max. PoE budget, 802.3bt/Legacy/Force modes, PoE PD alive check and schedule management, 250m Extend mode, 802.1Q VLAN, IGMP Snooping, Cybersecurity with PQC, TLSv1.3, SSHv2, SNMPv3, ACL, ERPS Ring, Cloud-based CloudNMS, on-premise NMS controller and mobile app central management, MQTT, supports 100FX, 1000X, 2.5G SFP and 10G SFP+) | 1293.568 | 1131.872 | 1051.024 | 970.176
| WGS-5215-16UP4XV | IP30, IPv6/IPv4, L2+ 16-Port 10/100/1000T 802.3bt PoE + 4-Port 10G SFP+ Wall-mount Managed Switch with LCD touch screen (-20~70 degrees C, dual power input on 48-54VDC terminal block, DIDO, USB console, 720W max. PoE budget, 802.3bt/Legacy/Force modes, PoE PD alive check and schedule management, 250m Extend mode, 802.1Q VLAN, IGMP Snooping, TLSv1.2, SSHv2, SNMPv3 Cybersecurity, ACL, ERPS Ring, Cloud-based CloudNMS, on-premise NMS controller and mobile app central management, MQTT, supports 100FX, 1000X, 2.5G SFP and 10G SFP+) | 1403.104 | 1227.716 | 1140.022 | 1052.328
| WGS-6325-8UP2X | IP30 Industrial L3 4-Port 2.5G 802.3bt PoE + 4-Port 10/100/1000T 802.3bt PoE + 2-Port 10G SFP+ Wall-mount Managed Switch (-40 to 75 C, 8-port 95W PoE++, 480W PoE budget, 802.3bt/UPoE/Force modes, ERPS Ring, 1588 PTP TC, Modbus TCP, ONVIF, Cybersecurity features, Layer3 RIPv1/v2, OSPFv2/v3 routing, supports Cloud-based CloudNMS, on-premise NMS controller and mobile app central management, MQTT, supports 1000X, 2.5G SFP and 10G SFP+) | 988.432 | 864.878 | 803.101 | 741.324
Industrial Media Converter
DIN-Rail Ethernet Converter
| IGT-1205AT | IP30 Industrial 1-port 10/100/1000T to 2-port 100/1000/2500X SFP Media Converter(-40 to 75 degree C, dual 12~48V DC/24V AC, Fiber ports Switch/Redundant mode DIP switch) | 245.152 | 214.508 | 199.186 | 183.864
| IGT-2205AT | IP30 Industrial 2-port 10/100/1000T to 2-port 100/1000/2500X SFP Media Converter(-40 to 75 degree C, dual 12~48V DC/24V AC, Fiber ports Switch/Redundant mode DIP switch) | 255.584 | 223.636 | 207.662 | 191.688
| IGT-2205AT-E | IP40 Compact size 2-Port 100/1000X SFP + 2-Port 10/100/1000T Media Converter (-40~75 degrees C, dual 12~58V DC, DIP switch supports Fiber Redundancy, Flow Control, Broadcast Storm Restraint and Fiber Port speed control) | 229.504 | 200.816 | 186.472 | 172.128
| IGT-805AT | IP30 Industrial 10/100/1000T to 100/1000X SFP Gigabit Media Converter (-40 to 75 degree C, dual 12~48V DC/24V AC) | 143.44 | 125.51 | 116.545 | 107.58
| IGT-815AT | IP30 Compact size Industrial 100/1000BASE-X SFP to 10/100/1000BASE-T Media Converter (-40 to 75 C, LFP Supported) | 130.4 | 114.1 | 105.95 | 97.8
| IGT-900-1T1S | IP30 Industrial 1-Port 10/100/1000T + 1-Port 100/1000/2500X SFP Full Managed Media Converter (-40 to 75 C, dual redundant power input on 9~48VDC terminal block, ERPS Ring, 1588 TC, Modbus TCP, Cybersecurity features, IPv4/IPv6 Static Routing, LFP, supports Cloud-based CloudNMS, on-premise NMS controller and mobile app central management, MQTT) | 333.824 | 292.096 | 271.232 | 250.368
| IGT-900-2T2S | IP30 Industrial 2-Port 10/100/1000T + 2-Port 100/1000/2500X SFP Full Managed Media Converter (-40 to 75 C, dual redundant power input on 9~48VDC terminal block, ERPS Ring, 1588 TC, Modbus TCP, Cybersecurity features, IPv4/IPv6 Static Routing, LFP, Port Backup, Link Aggregation, supports Cloud-based CloudNMS, on-premise NMS controller and mobile app central management, MQTT) | 365.12 | 319.48 | 296.66 | 273.84
| IGTP-802T | IP30 Industrial 10/100/1000BASE-T to 1000BASE-SX Converter with 802.3at PoE+ (Multi-mode, 220m/550m, -40 to 75C, 12V~48V DC power boost, LFP Supported) | 232.112 | 203.098 | 188.591 | 174.084
| IGTP-802TS | IP30 Industrial 10/100/1000BASE-T to 1000BASE-LX Converter with 802.3at PoE+ (Single mode, 20km, -40 to 75C, 12V~48V DC power boost, LFP Supported) | 239.936 | 209.944 | 194.948 | 179.952
| IGTP-2205AT | IP30 Compact size 2-Port 100/1000X SFP + 2-Port 10/100/1000T 802.3at PoE+ Media Converter (-40~75 degrees C, dual 48~54V DC, max. 60W PoE budget) | 224.288 | 196.252 | 182.234 | 168.216
| IGTP-805AT | IP30 Industrial 10/100/1000BASE-T to 100/1000BASE-X SFP Converter with 802.3at PoE+ (-40 to 75C, 12V~48V DC power boost, LFP Supported) | 208.64 | 182.56 | 169.52 | 156.48
| IGTP-815AT | IP30 Compact size Industrial 100/1000BASE-X SFP to 10/100/1000BASE-T 802.3at PoE+ Media Converter (-40 to 75 C) | 187.776 | 164.304 | 152.568 | 140.832
| IGTP-825AT | IP67-rated Industrial 1000BASE-X SFP to 10/100/1000T 802.3at PoE+ Media Converter (24~56V power boost, -40~75 degrees C, IK10 impact protection), 3 x waterproof cable glands included | 208.64 | 182.56 | 169.52 | 156.48
| IGUP-805AT | Industrial 1-Port 100/1000X SFP to 1-Port 10/100/1000T 802.3bt PoE++ Media Converter (802.3bt Type-4, Legacy, Force mode support, -40 to 75 C, dual 12V~54V DC power boost, PoE Usage LED) | 328.608 | 287.532 | 266.994 | 246.456
| IGUP-1205AT | Industrial 2-Port 100/1000X SFP to 1-Port 10/100/1000T 802.3bt PoE++ Media Converter ( 802.3bt Type-4, UPoE, Legacy mode support, -40 to 75 C, dual 12V~56V DC power boost, PoE Usage LED) | 391.2 | 342.3 | 317.85 | 293.4
| IGUP-2205AT | Industrial 2-Port 100/1000X SFP to 2-Port 10/100/1000T 802.3bt PoE++ Media Converter (802.3bt Type-4, UPoE, Legacy mode support, -40 to 75 C, dual 12V~56V DC power boost, PoE Usage LED) | 412.064 | 360.556 | 334.802 | 309.048
| IFT-802T | IP30 Slim type Industrial Fast Ethernet Media Converter SC MM (-40 to 75 degree C) | 135.616 | 118.664 | 110.188 | 101.712
| IFT-802TS15 | IP30 Slim type Industrial Fast Ethernet Media Converter SC SM-15KM (-40 to 75 degree C) | 151.264 | 132.356 | 122.902 | 113.448
| IFT-805AT | IP30 Slim type Industrial Fast Ethernet Media Converter SFP (-40 to 75 degree C), UL Certified | 127.792 | 111.818 | 103.831 | 95.844
| IVC-234GT | IP30 Industrial Gigabit Ethernet Extender - 35b/30a profile w/ supervectoring and G.vectoring, up to 300/100Mbps bandwidth, 4-Port 10/100/1000T RJ45 (LAN), 1-Port BNC, 1-Port RJ11 (-40 to 75C) | 307.744 | 269.276 | 250.042 | 230.808
| IVC-234GPT | IP30 Industrial 4-Port 10/100/1000T 802.3at PoE+ to VDSL2 Extender -35b/30a profile w/ supervectoring and G.vectoring, up to 300/100Mbps bandwidth, 1-Port BNC, 1-Port RJ11, CO/CPE, Symmetric/Asymmetric mode via DIP switch, -40 to 75 degree C, dual 12~54V DC power boost, up to 120W PoE budget | 641.568 | 561.372 | 521.274 | 481.176
DIN-Rail / 10G Ethernet Media Converter
| IXT-705AT | Industrial 10G/5G/2.5G/1G/100M Copper to 10GBASE-X SFP+ Media Converter (-40 to 75 degree C, dual redundant power input on 12-48VDC / 24VAC terminal block) | 385.984 | 337.736 | 313.612 | 289.488
| IXT-815AT | IP30 Compact size Industrial 2-Port 10G/2.5G/1G/100BASE-X SFP+ Media Converter (-40 to 75 degree C, dual 9~48V DC/24V AC, Auto-detection of SFP/SFP+ module speed, plug and play) | 281.664 | 246.456 | 228.852 | 211.248
| IXT-900-1X1T | IP40 Industrial 1-Port 10G/1GBASE-X SFP+ + 1-Port 10G/5G/2.5G/1G/100BASE-T Managed Media Converter(-40 to 75 C, dual redundant power input on 9~48V DC/24V AC terminal block, IPv4/IPv6 Dual stack management, supports TLSv1.3/SSHv2/SNMPv3 Cybersecurity features, LFP, 802.1Q VLAN, ERPS Ring, supports Cloud-based CloudNMS, on-premise NMS controller and mobile app central management, MQTT) | 464.224 | 406.196 | 377.182 | 348.168
| IXT-900-1X1UP | IP40 Industrial 1-Port 10G/1GBASE-X SFP+ + 1-Port 10G/5G/2.5G/1G/100BASE-T 802.3bt PoE++ Managed Media Converter(95W PoE budget, 802.3bt/Legacy/Force modes, PoE PD alive check and schedule management, -40 to 75 C, dual redundant power input on 12~54V DC terminal block, IPv4/IPv6 Dual stack management, supports TLSv1.3/SSHv2/SNMPv3 Cybersecurity features, LFP, 802.1Q VLAN, ERPS Ring, supports Cloud-based CloudNMS, on-premise NMS controller and mobile app central management, MQTT) | 612.88 | 536.27 | 497.965 | 459.66
| IXT-900-2X | IP40 Industrial 2-Port 10G/1GBASE-X SFP+ Managed Media Converter(-40 to 75 C, dual redundant power input on 9~48V DC/24V AC terminal block, IPv4/IPv6 Dual stack management, supports TLSv1.3/SSHv2/SNMPv3 Cybersecurity features, LFP, 802.1Q VLAN, ERPS Ring, supports Cloud-based CloudNMS, on-premise NMS controller and mobile app central management, MQTT) | 412.064 | 360.556 | 334.802 | 309.048
| IXT-900-2X1T | IP40 Industrial 2-Port 10G/1GBASE-X SFP+ + 1-Port 10G/5G/2.5G/1G/100BASE-T Managed Media Converter(-40 to 75 C, dual redundant power input on 9~48V DC/24V AC terminal block, IPv4/IPv6 Dual stack management, supports TLSv1.3/SSHv2/SNMPv3 Cybersecurity features, LFP, 802.1Q VLAN, ERPS Ring, supports Cloud-based CloudNMS, on-premise NMS controller and mobile app central management, MQTT) | 516.384 | 451.836 | 419.562 | 387.288
| IXT-900-2X1UP | IP40 Industrial 2-Port 10G/1GBASE-X SFP+ + 1-Port 10G/5G/2.5G/1G/100BASE-T 802.3bt PoE++ Managed Media Converter(95W PoE budget, 802.3bt/Legacy/Force modes, PoE PD alive check and schedule management, -40 to 75 C, dual redundant power input on 12~54V DC terminal block, IPv4/IPv6 Dual stack management, supports TLSv1.3/SSHv2/SNMPv3 Cybersecurity features, LFP, 802.1Q VLAN, ERPS Ring, supports Cloud-based CloudNMS, on-premise NMS controller and mobile app central management, MQTT) | 638.96 | 559.09 | 519.155 | 479.22
| IXT-900-2X1PD | IP40 Industrial 2-Port 10G/1GBASE-X SFP+ + 1-Port 10G/5G/2.5G/1G/100BASE-T PoE PD Managed Media Converter(-40 to 75 C, dual redundant power input on 9~48V DC/24V AC terminal block, PoE PD, IPv4/IPv6 Dual stack management, supports TLSv1.3/SSHv2/SNMPv3 Cybersecurity features, LFP, 802.1Q VLAN, ERPS Ring, supports Cloud-based CloudNMS, on-premise NMS controller and mobile app central management, MQTT) | 542.464 | 474.656 | 440.752 | 406.848
Serial over Ethernet Converter,Serial Device Server, Modbus Gateway
| ICS-110 | 1-Port RS232/422/485 Serial Device Server (1-Port 10/100BASE-TX, -10 to 60 C, Web, Telnet and SNMP management) | 135.616 | 118.664 | 110.188 | 101.712
| ICS-120 | 2-Port RS232/422/485 Serial Device Server (1-Port 10/100BASE-TX, -10 to 60 C, Web, Telnet and SNMP management) | 156.48 | 136.92 | 127.14 | 117.36
| ICS-115A | 1-Port RS232/422/485 Serial Device Server with 1-Port 100BASE-FX SFP (-10 to 60 C, Web, Telnet and SNMP management) | 140.832 | 123.228 | 114.426 | 105.624
| MG-110 | 1-Port RS232/422/485 Modbus Gateway (1-Port 10/100BASE-TX, -10 to 60 C, Modbus RTU/ASCII, Master/Slave) | 161.696 | 141.484 | 131.378 | 121.272
| MG-120 | 2-Port RS232/422/485 Modbus Gateway (1-Port 10/100BASE-TX, -10 to 60 C, Modbus RTU/ASCII, Master/Slave) | 195.6 | 171.15 | 158.925 | 146.7
| MG-115A | 1-Port RS232/422/485 Modbus Gateway with 1-Port 100BASE-FX SFP (-10 to 60 C, Modbus RTU/ASCII, Master/Slave) | 172.128 | 150.612 | 139.854 | 129.096
| ICS-2100T | IP30 Industrial 1-Port RS232/RS422/RS485 Serial Device Server (1 x 10/100BASE-TX, -40~75 degrees C, dual 9~48V DC, Web, Telnet and SNMP management ) | 229.504 | 200.816 | 186.472 | 172.128
| ICS-2102T | IP30 Industrial 1-Port RS232/RS422/RS485 Serial Device Server (1 x 100BASE-FX SC, Multi-mode 2km, -40~75 degrees C, dual 9~48V DC, Web, Telnet and SNMP management ) | 229.504 | 200.816 | 186.472 | 172.128
| ICS-2102TS | P30 Industrial 1-Port RS232/RS422/RS485 Serial Device Server (1 x 100BASE-FX SC, Single mode 30km, -40~75 degrees C, dual 9~48V DC, Web, Telnet and SNMP management ) | 234.72 | 205.38 | 190.71 | 176.04
| ICS-2105AT | IP30 Industrial 1-Port RS232/RS422/RS485 Serial Device Server (1 x 100BASE-FX SFP slot, -40~75 degrees C, dual 9~48V DC, Web, Telnet and SNMP management ) | 224.288 | 196.252 | 182.234 | 168.216
| ICS-2200T | IP30 Industrial 2-Port RS232/RS422/RS485 Serial Device Server (2 x 10/100TX, -40~75 degrees C, 15KV isolation, dual 12~48V DC ) | 438.144 | 383.376 | 355.992 | 328.608
| ICS-2400T | IP40 Industrial 4-Port RS232/RS422/RS485 Serial Device Server (2 x 10/100TX, -40~75 degrees C, 15KV isolation, dual 12~48V DC, 2xDI + 2xDO) | 646.784 | 565.936 | 525.512 | 485.088
| ICS-3100T | IP30 Industrial 1-Port RS232/RS422/RS485 Secure IIoT Serial Device Server (1 x 10/100BASE-TX, -40 to 75 degrees C, dual 9~48V DC/24V AC power input; Web management, 11 serial operation modes and Modbus-to-MQTT, Cybersecurity with hardware-based Secure Boot, Arm TrustZone, HTTPS and SNMPv3; IIoT connectivity with MQTT Client and Broker; supports centralized management via Cloud-based CloudNMS, on-premises NMS controller and mobile app-based management ) | 255.584 | 223.636 | 207.662 | 191.688
| ICS-3105AT | IP30 Industrial 1-Port RS232/RS422/RS485 Secure IIoT Serial Device Server (1 x 100BASE-FX SFP, -40 to 75 degrees C, dual 9~48V DC/24V AC power input; Web management, 11 serial operation modes and Modbus-to-MQTT, Cybersecurity with hardware-based Secure Boot, Arm TrustZone, HTTPS and SNMPv3; IIoT connectivity with MQTT Client and Broker; supports centralized management via Cloud-based CloudNMS, on-premises NMS controller and mobile app-based management ) | 276.448 | 241.892 | 224.614 | 207.336
| ICS-3200T | IP30 Industrial 2-Port RS232/RS422/RS485 Secure IIoT Serial Device Server (2 x 10/100BASE-TX, -40 to 75 degrees C, 15KV isolation, dual 9~48V DC/24V AC power input, built-in buzzer; Web management, 11 serial operation modes and Modbus-to-MQTT, Cybersecurity with hardware-based Secure Boot, Arm TrustZone, HTTPS and SNMPv3; IIoT connectivity with MQTT Client and Broker; supports centralized management via Cloud-based CloudNMS, on-premises NMS controller and mobile app-based management ) | 464.224 | 406.196 | 377.182 | 348.168
| ICS-3400T | IP30 Industrial 4-Port RS232/RS422/RS485 Secure IIoT Serial Device Server (2 x 10/100BASE-TX, -40 to 75 degrees C, 15KV isolation, dual 9~48V DC/24V AC power input, 2xDI + 2xDO, built-in buzzer; Web management, 11 serial operation modes and Modbus-to-MQTT, Cybersecurity with hardware-based Secure Boot, Arm TrustZone, HTTPS and SNMPv3; IIoT connectivity with MQTT Client and Broker; supports centralized management via Cloud-based CloudNMS, on-premises NMS controller and mobile app-based management ) | 698.944 | 611.576 | 567.892 | 524.208
| IMG-2100T | IP30 Industrial 1-Port RS232/RS422/RS485 Modbus Gateway (1 x 10/100BASE-TX, -40~75 degrees C, dual 9~48V DC, Modbus RTU/ASCII, Master/Slave ) | 255.584 | 223.636 | 207.662 | 191.688
| IMG-2102T | IP30 Industrial 1-Port RS232/RS422/RS485 Modbus Gateway (1 x 100BASE-FX SC, Multi-mode 2km, -40~75 degrees C, dual 9~48V DC, Modbus RTU/ASCII, Master/Slave ) | 281.664 | 246.456 | 228.852 | 211.248
| IMG-2102TS | IP30 Industrial 1-Port RS232/RS422/RS485 Modbus Gateway (1 x 100BASE-FX SC, Single mode 30km, -40~75 degrees C, dual 9~48V DC, Modbus RTU/ASCII, Master/Slave ) | 299.92 | 262.43 | 243.685 | 224.94
| IMG-2105AT | IP30 Industrial 1-Port RS232/RS422/RS485 Modbus Gateway (1 x 100BASE-FX SFP slot, -40~75 degrees C, dual 9~48V DC, Modbus RTU/ASCII, Master/Slave ) | 260.8 | 228.2 | 211.9 | 195.6
| IMG-2200T | IP30 Industrial 2-Port RS232/RS422/RS485 Modbus Gateway (2 x 10/100BASE-TX, -40~75 degrees C, 15KV isolation, dual 12~48V DC, Modbus RTU/ASCII, Master/Slave ) | 474.656 | 415.324 | 385.658 | 355.992
| IMG-2400T | IP40 Industrial 4-Port RS232/RS422/RS485 Modbus Gateway (2 x 10/100BASE-TX, -40~75 degrees C, 15KV isolation, dual 12~48V DC, 2xDI + 2xDO, Modbus RTU/ASCII, Master/Slave ) | 667.648 | 584.192 | 542.464 | 500.736
| IMG-3100T | IP30 Industrial 1-Port RS232/RS422/RS485 Secure IIoT Modbus Gateway (1 x 10/100BASE-TX, -40 to 75 degrees C, dual 9~48V DC/24V AC power input; Web management, Modbus RTU Master/Slave and ASCII Master/Slave; Cybersecurity with hardware-based Secure Boot, Arm TrustZone, HTTPS and SNMPv3; IIoT connectivity with MQTT Client and Broker; supports centralized management via Cloud-based CloudNMS, on-premises NMS controller and mobile app-based management ) | 286.88 | 251.02 | 233.09 | 215.16
| IMG-3105AT | IP30 Industrial 1-Port RS232/RS422/RS485 Secure IIoT Modbus Gateway (1 x 100BASE-FX SFP, -40 to 75 degrees C, dual 9~48V DC/24V AC power input; Web management, Modbus RTU Master/Slave and ASCII Master/Slave; Cybersecurity with hardware-based Secure Boot, Arm TrustZone, HTTPS and SNMPv3; IIoT connectivity with MQTT Client and Broker; supports centralized management via Cloud-based CloudNMS, on-premises NMS controller and mobile app-based management ) | 307.744 | 269.276 | 250.042 | 230.808
| IMG-3200T | IP30 Industrial 2-Port RS232/RS422/RS485 Secure IIoT Modbus Gateway (2 x 10/100BASE-TX, -40 to 75 degrees C, 15KV isolation, dual 9~48V DC/24V AC power input, built-in buzzer; Web management, Modbus RTU Master/Slave and ASCII Master/Slave and Modbus-to-MQTT, Cybersecurity with hardware-based Secure Boot, Arm TrustZone, HTTPS and SNMPv3; IIoT connectivity with MQTT Client and Broker; supports centralized management via Cloud-based CloudNMS, on-premises NMS controller and mobile app-based management ) | 495.52 | 433.58 | 402.61 | 371.64
| IMG-3400T | IP30 Industrial 4-Port RS232/RS422/RS485 Secure IIoT Modbus Gateway (2 x 10/100BASE-TX, -40 to 75 degrees C, 15KV isolation, dual 9~48V DC/24V AC power input, 2xDI + 2xDO, built-in buzzer; Web management, Modbus RTU Master/Slave and ASCII Master/Slave, Cybersecurity with hardware-based Secure Boot, Arm TrustZone, HTTPS and SNMPv3; IIoT connectivity with MQTT Client and Broker; supports centralized management via Cloud-based CloudNMS, on-premises NMS controller and mobile app-based management ) | 730.24 | 638.96 | 593.32 | 547.68
DIN-Rail EtherCAT Solutions
| IECS-1116-DI | Industrial EtherCAT Slave I/O Module with Isolated 16-ch Digital Input (-40 to 75 C, 9~48V DC, 2 x RJ45 bus interface, BECKHOFF conformance test tool verified ) | 281.664 | 246.456 | 228.852 | 211.248
| IECS-1116-DO | Industrial EtherCAT Slave I/O Module with Isolated 16-ch Digital Output (-40 to 75 C, 9~48V DC, 2 x RJ45 bus interface, BECKHOFF conformance test tool verified) | 273.84 | 239.61 | 222.495 | 205.38
| IECJ-300 | Industrial 3-Port EtherCAT Junction Slave (-40~75 degrees C, dual 9~48V DC, 1 x 100TX RJ45 IN, 2 x 100TX RJ45 OUT, BECKHOFF EtherCAT conformance test tool verified) | 224.288 | 196.252 | 182.234 | 168.216
| IECJ-400 | Industrial 4-Port EtherCAT Junction Slave (-40~75 degrees C, dual 9~48V DC, 1 x 100TX RJ45 IN, 3 x 100TX RJ45 OUT, BECKHOFF EtherCAT conformance test tool verified) | 250.368 | 219.072 | 203.424 | 187.776
| IECJ-410FT | Industrial 3-Port RJ45 + 1-Port SFP EtherCAT Junction Slave (-40~75 degrees C, dual 9~48V DC, 1 x 100TX RJ45 IN, 2 x 100TX RJ45 OUT, 1 x 100FX SFP OUT, BECKHOFF EtherCAT conformance test tool verified), co-work with IECC-210R | 255.584 | 223.636 | 207.662 | 191.688
| IECC-210-KIT | Industrial EtherCAT Media Converter Kit (IECC-210T + IECC-210R, -40~75 degrees C, Dual 9~48V DC, 1 x 100TX RJ45, 1 x 100FX SFP, BECKHOFF EtherCAT conformance test tool verified) | 354.688 | 310.352 | 288.184 | 266.016
| IECC-210T | Industrial 1-Port 100TX + 1-Port 100FX SFP EtherCAT Media Converter (RJ45 In, SFP Out, -40~75 degrees C, Dual 9~48V DC, BECKHOFF EtherCAT conformance test tool verified) | 187.776 | 164.304 | 152.568 | 140.832
| IECC-210R | Industrial 1-Port 100TX + 1-Port 100FX SFP EtherCAT Media Converter (RJ45 Out, SFP In, -40~75 degrees C, Dual 9~48V DC, BECKHOFF EtherCAT conformance test tool verified) | 187.776 | 164.304 | 152.568 | 140.832
Din-Rail mounted Power Supply for Industrial Switches
| PWR-40-24 | 24V, 40W Din-Rail Power Supply (MDR-40-24, adjustable 24-30V DC output) | 44.336 | 38.794 | 36.023 | 33.252
| PWR-60-24 | 24V, 60W Din-Rail Power Supply (MDR-60-24, adjustable 24-30V DC output) | 49.0304 | 42.9016 | 39.8372 | 36.7728
| PWR-75-24 | 75W 24V DC Din-Rail Power Supply (XDR-75E-24, adjustable 24-29V DC Output) | 57.376 | 50.204 | 46.618 | 43.032
| PWR-75-48 | 48V, 75W Din-Rail Power Supply (XDR-75E-48, adjustable 48-55V DC Output) | 58.9408 | 51.5732 | 47.8894 | 44.2056
| PWR-120-48 | 48V, 120W Din-Rail Power Supply (XDR-120E-48, adjustable 48-55V DC Output) | 70.416 | 61.614 | 57.213 | 52.812
| PWR-240-48 | 240W 48V DC Din-Rail Power Supply (XDR-240E-48, adjustable 48-56V DC Output) | 119.968 | 104.972 | 97.474 | 89.976
| PWR-480-48 | 48V, 480W Din-Rail Power Supply (XDR-480E-48, adjustable 48-56V DC Output) | 224.288 | 196.252 | 182.234 | 168.216
| PWR-960-48 | 48V, 960W Din-Rail Power Supply (XDR-960E-48, adjustable 48-56V DC Output, 180~264V AC input) | 667.648 | 584.192 | 542.464 | 500.736
| PWR-130-54 | 130W 54V AC-to-DC Desktop Power Adapter (100-240VAC to 54VDC, 2.4A, Level VI) | 75.632 | 66.178 | 61.451 | 56.724
Fiber Optic Media Conversion
Standard Media Converter Chassis
| MC-700 | 7-Slot 10" Media Converter Chassis | 312.96 | 273.84 | 254.28 | 234.72
| MC-1500 | 15-slot 19" Media Converter Chassis | 599.84 | 524.86 | 487.37 | 449.88
| MC-1500R | 15-slot 19" Media Converter Chassis with Redundant Power Option, UL certified | 751.104 | 657.216 | 610.272 | 563.328
| MC-1500R48 | 15-slot 19" Media Converter Chassis with Redundant Power Option | 672.864 | 588.756 | 546.702 | 504.648
| MC-15RPS200 | 200W Redundant Power Supply, 100-240VAC for MC-1500R/48, UL certified | 255.584 | 223.636 | 207.662 | 191.688
| MC-15RPS48 | DC -48V Redundant Power Supply for MC-1500R/48 | 156.48 | 136.92 | 127.14 | 117.36
10G Media Converter
| XT-705A | 10G/5G/2.5G/1G/100M Copper to 10GBASE-X SFP+ Media Converter | 250.368 | 219.072 | 203.424 | 187.776
| XT-715A | 10GBASE-T to 10GBASE-X SFP+ Media Converter (Copper port supports 2.5G/5G/10Gbps data rate) | 172.128 | 150.612 | 139.854 | 129.096
| XT-815A | 2-Port 10G/2.5G/1G/100BASE-X SFP+ Media Converter (Auto-detection of SFP/SFP+ module speed, plug and play) | 172.128 | 150.612 | 139.854 | 129.096
Standard Gigabit Media Converter
| GT-802 | 10/100/1000Base-T to 1000Base-SX Gigabit Converter | 99.104 | 86.716 | 80.522 | 74.328
| GT-802S | 10/100/1000Base-T to 1000Base-LX Gigabit Converter (SC Single Mode, 20km) | 101.712 | 88.998 | 82.641 | 76.284
| GT-802S40 | 10/100/1000BASE-T to 1000BASE-LX Gigabit Converter (SC Single Mode, 40km) | 109.536 | 95.844 | 88.998 | 82.152
| GT-802S60 | 10/100/1000BASE-T to 1000BASE-LX Gigabit Converter (SC Single Mode, 60km) | 119.968 | 104.972 | 97.474 | 89.976
| GT-806A15 | 10/100/1000Base-T to WDM Bi-directional Fiber Converter - 1310nm - 20KM | 114.752 | 100.408 | 93.236 | 86.064
| GT-806B15 | 10/100/1000Base-T to WDM Bi-directional Fiber Converter - 1550nm - 20KM | 117.36 | 102.69 | 95.355 | 88.02
| GT-806A40 | 10/100/1000BASE-T to 1000BASE-BX WDM Bi-directional Fiber Converter - 1310nm - 40KM | 119.968 | 104.972 | 97.474 | 89.976
| GT-806B40 | 10/100/1000BASE-T to 1000BASE-BX WDM Bi-directional Fiber Converter - 1550nm - 40KM | 125.184 | 109.536 | 101.712 | 93.888
| GT-806A60 | 10/100/1000Base-T to WDM Bi-directional Fiber Converter - 1310nm - 60KM | 135.616 | 118.664 | 110.188 | 101.712
| GT-806B60 | 10/100/1000Base-T to WDM Bi-directional Fiber Converter - 1550nm - 60KM | 140.832 | 123.228 | 114.426 | 105.624
| GT-805A | 10/100/1000BASE-T to 100/1000BASE-X SFP Media Converter | 75.632 | 66.178 | 61.451 | 56.724
| GT-805A-PD | 802.3at PoE+ PD 10/100/1000BASE-T to 100/1000BASE-X SFP Media Converter (PoE PD, LFP supported) | 101.712 | 88.998 | 82.641 | 76.284
| GT-1205A | 1-Port 10/100/1000BASE-T - 2-Port 100/1000BASE-X SFP Switch/Redundant Media Converter | 172.128 | 150.612 | 139.854 | 129.096
Standard Fast Ethernet Media Converter
| FT-801 | 10/100Base-TX to 100Base-FX (ST) Bridge Media Converter, LFPT Supported | 73.024 | 63.896 | 59.332 | 54.768
| FT-802 | 10/100Base-TX to 100Base-FX (SC) Bridge Media Converter, LFPT Supported | 73.024 | 63.896 | 59.332 | 54.768
| FT-802S15 | 10/100TX - 100Base-FX (SC) Single Mode Bridge Fiber Converter - 15KM, LFPT | 83.456 | 73.024 | 67.808 | 62.592
| FT-802S35 | 10/100TX - 100Base-FX (SC) Single Mode Bridge Fiber Converter - 35KM, LFPT | 86.064 | 75.306 | 69.927 | 64.548
| FT-802S50 | 10/100TX - 100Base-FX (SC) Single Bridge Mode Fiber Converter - 50KM, LFPT | 93.888 | 82.152 | 76.284 | 70.416
| FT-806A20 | 10/100TX - 100Base-FX (WDM) Bi-directional Fiber Converter - 1310nm - 20KM, LFPT | 93.888 | 82.152 | 76.284 | 70.416
| FT-806B20 | 10/100TX - 100Base-FX (WDM) Bi-directional Fiber Converter - 1550nm - 20KM, LFPT | 93.888 | 82.152 | 76.284 | 70.416
Video over Fiber Converter
| VF-101G-KIT | 1-Channel 4-in-1 Video over Gigabit Fiber(ST) converter up to 20KM, a pair include Tx & Rx in package (TVI/CVI/AHD/CVBS) | 370.336 | 324.044 | 300.898 | 277.752
| VF-102G-KIT | 1-Channel 4-in-1 Video over Gigabit Fiber(FC) converter up to 20KM, a pair include Tx & Rx in package (TVI/CVI/AHD/CVBS) | 380.768 | 333.172 | 309.374 | 285.576
| VF-106G-KIT | 1-Channel 4-in-1 Video over Gigabit Fiber(SC WDM) converter up to 20KM, a pair include Tx & Rx in package (TVI/CVI/AHD/CVBS) | 391.2 | 342.3 | 317.85 | 293.4
| VF-402-KIT | 4-Channel 4-in-1 Video over Fiber(FC) converter up to 20KM, a pair include Tx & Rx in package (TVI/CVI/AHD/CVBS) | 646.784 | 565.936 | 525.512 | 485.088
SNMP Manageable Gigabit/10G Ethernet Media Converter
| GT-915A | 1-Port 10/100/1000T + 1-Port 100/1000X SFP Managed Media Converter (IPv4/IPv6 Dual stack management, supports TLSv1.2/SSHv2/SNMPv3 Cybersecurity features, TS-1000/802.3ah OAM, LFP, 802.1Q VLAN, PLANET CloudViewer app and NMS MQTT) | 182.56 | 159.74 | 148.33 | 136.92
| XT-905A | 1-Port 10G/5G/2.5G/1G/100BASE-T + 1-Port 10G/1GBASE-X SFP+ Managed Media Converter(IPv4/IPv6 Dual stack management, supports TLSv1.3/SSHv2/SNMPv3 Cybersecurity features, LFP, 802.1Q VLAN, ERPS Ring, supports Cloud-based CloudNMS, on-premise NMS controller and mobile app central management, MQTT) | 328.608 | 287.532 | 266.994 | 246.456
| XT-915A | 2-Port 10G/1GBASE-X SFP+ Managed Media Converter(IPv4/IPv6 Dual stack management, supports TLSv1.3/SSHv2/SNMPv3 Cybersecurity features, LFP, 802.1Q VLAN, ERPS Ring, supports Cloud-based CloudNMS, on-premise NMS controller and mobile app central management, MQTT) | 255.584 | 223.636 | 207.662 | 191.688
| XT-925A | 1-Port 10G/5G/2.5G/1G/100BASE-T + 2-Port 10G/1GBASE-X SFP+ Managed Media Converter(IPv4/IPv6 Dual stack management, supports TLSv1.3/SSHv2/SNMPv3 Cybersecurity features, LFP, 802.1Q VLAN, ERPS Ring, supports Cloud-based CloudNMS, on-premise NMS controller and mobile app central management, MQTT) | 339.04 | 296.66 | 275.47 | 254.28
Intelligent Media Converter Chassis
| MC-1610MR | 19" 16-slot SNMP Managed Media Converter Chassis (AC Power) with redundant power option | 855.424 | 748.496 | 695.032 | 641.568
| MC-1610MR48 | 19" 16-slot SNMP Managed Media Converter Chassis (-48VDC) with redundant power option | 803.264 | 702.856 | 652.652 | 602.448
| MC-RPS130 | 130W Redundant Power Supply, 100-240VAC for MC-1610MR/48 | 206.032 | 180.278 | 167.401 | 154.524
| MC-RPS48 | 130W Redundant Power Supply, DC -48V for MC-1610MR/48 | 143.44 | 125.51 | 116.545 | 107.58
Web Smart 10G Ethernet Media Converter
| XST-705A | 10G/5G/2.5G/1G/100M Copper to 10GBASE-X SFP+ Smart Media Converter | 281.664 | 246.456 | 228.852 | 211.248
Web Smart Gigabit Ethernet Media Converter
| GST-802 | 10/100/1000Base-T to 1000Base-SX Smart Gigabit Converter | 146.048 | 127.792 | 118.664 | 109.536
| GST-802S | 10/100/1000Base-T to 1000Base-LX Smart Gigabit Converter (Single Mode) | 151.264 | 132.356 | 122.902 | 113.448
| GST-805A | 10/100/1000Base-T to Mini-GBIC Smart Gigabit Converter | 109.536 | 95.844 | 88.998 | 82.152
| GST-806A15 | 10/100/1000Base-T to WDM Bi-directional Smart Fiber Converter - 1310nm - 20KM | 146.048 | 127.792 | 118.664 | 109.536
| GST-806B15 | 10/100/1000Base-T to WDM Bi-directional Smart Fiber Converter - 1550nm - 20KM | 156.48 | 136.92 | 127.14 | 117.36
| GST-806A60 | 10/100/1000Base-T to WDM Bi-directional Smart Fiber Converter - 1310nm - 60KM | 229.504 | 200.816 | 186.472 | 172.128
| GST-806B60 | 10/100/1000Base-T to WDM Bi-directional Smart Fiber Converter - 1550nm - 60KM | 239.936 | 209.944 | 194.948 | 179.952
Web Smart / Smart Fast Ethernet Media Converter
| FST-801 | 10/100Base-TX to 100Base-FX (ST) Smart Media Converter | 101.712 | 88.998 | 82.641 | 76.284
| FST-802 | 10/100Base-TX to 100Base-FX (SC) Smart Media Converter | 99.104 | 86.716 | 80.522 | 74.328
| FST-802S15 | 10/100Base-TX to 100Base-FX (SC) Smart Media Converter - Single Mode 15KM | 112.144 | 98.126 | 91.117 | 84.108
| FST-802S35 | 10/100Base-TX to 100Base-FX (SC) Smart Media Converter - Single Mode 35KM | 119.968 | 104.972 | 97.474 | 89.976
| FST-802S50 | 10/100Base-TX to 100Base-FX (SC) Smart Media Converter - Single Mode 50KM | 153.872 | 134.638 | 125.021 | 115.404
PoE Media Converter
| GUP-805A-60W | 1-Port 100/1000X SFP to 1-Port 10/100/1000T 802.3bt PoE++ Media Converter (60W 802.3bt Type-3/UPoE/Legacy mode support via DIP switch, compact size) -w/external power adapter included | 177.344 | 155.176 | 144.092 | 133.008
| GUP-805A-95W | 1-Port 100/1000X SFP to 1-Port 10/100/1000T 802.3bt PoE++ Media Converter (95W 802.3bt Type-4/UPoE/Legacy mode support via DIP switch, compact size) -w/external power adapter included | 208.64 | 182.56 | 169.52 | 156.48
| GTP-805A | IEEE802.3af/at PoE 10/100/1000Base-T to 100/1000X SFP Converter | 140.832 | 123.228 | 114.426 | 105.624
| FTP-802 | IEEE802.3af PoE 10/100Base-TX to 100Base-FX (SC) Media Converter | 125.184 | 109.536 | 101.712 | 93.888
| FTP-802S15 | IEEE802.3af PoE 10/100TX - 100Base-FX (SC) Single Mode Fiber Converter - 15KM | 130.4 | 114.1 | 105.95 | 97.8
Passive Optical Network (PON) - GPON
| GPL-1000 | 1-Port GPON OLT with 2-Port 10/100/1000T + 1-Port 10G SFP+ and 1 AC + 1 DC (ITU-T G.984/G.988, built-in SC/UPC PON optic module, 128 ONUs, L3 Static Routing, 100~240VAC and 12VDC redundant power) | 698.944 | 611.576 | 567.892 | 524.208
| GPL-8000 | 8-Port GPON OLT with 4-Port Gigabit TP/SFP Combo + 4-Port 1000X SFP + 4-Port 10G SFP+ with optional Redundant Power (ITU-T G.984/G.988, 1024 ONUs, L3 Static Routing, Standard 100~240VAC single Power Supply, dual-AC or AC+DC supported) | 2858.368 | 2501.072 | 2322.424 | 2143.776
| GPL-PWR75-AC | 75-watt AC power supply for XGS-6350-24X2C,XGS-6350-24X4C and GPL-8000 (100V-240VAC) | 190.384 | 166.586 | 154.687 | 142.788
| GPL-PWR75-DC | 75-watt DC power supply for XGS-6350-24X2C, XGS-6350-24X4C and GPL-8000 (36V~72VDC) | 195.6 | 171.15 | 158.925 | 146.7
| XGPL-16000 | 16-Port XGS-PON OLT with 8-Port 10G SFP+ + 2-Port 100G QSFP28 with optional Redundant Power (ITU-T G.984/G.987/G.9807/G.988, 1:256 for XGS-PON/1:128 for GPON splitting ratio, L3 Static Routing, Standard 100~240VAC single Power Supply, dual-AC or AC+DC supported) | 7792.704 | 6818.616 | 6331.572 | 5844.528
| XGPL-1000 | 1-Port 10G XGS-PON OLT with 2-Port 10/100/1000T + 1-Port 10G SFP+ and 1 AC + 1 DC (ITU-T G.984/G.988, 128 ONUs, L3 Static Routing, 100~240VAC and 12VDC redundant power) | 959.744 | 839.776 | 779.792 | 719.808
| XGPL-XGSFP-N1 | N1 XGS-PON OLT SFP Transceiver (ODN Class N1, Download 10G/Upload 10G/2.5G，TX: 1577nm，RX: 1270nm) - 20km | 380.768 | 333.172 | 309.374 | 285.576
| XGPL-XGSFP-N2 | N2 XGS-PON/GPON Combo OLT SFP Transceiver (XGS-PON N2, GPON C+, BIDI SC/UPC) - 20km, for XGPL-1000 | 438.144 | 383.376 | 355.992 | 328.608
| XGPL-PWR150-AC | 150-watt AC power supply for XGPL-16000 & XGS-6350-16X8Y4C (100V-240VAC) | 312.96 | 273.84 | 254.28 | 234.72
| XGPL-PWR150-DC | 150-watt DC power supply for XGPL-16000 & XGS-6350-16X8Y4C (36V~72VDC) | 359.904 | 314.916 | 292.422 | 269.928
| EPL-SPT-8 | GPON/GEPON Splitter (1x8 PLC Splitter, SC/UPC, Wavelength 1230 ~ 1650 nm) | 51.1168 | 44.7272 | 41.5324 | 38.3376
| EPL-SPT-32 | GPON/GEPON Splitter (1x32 PLC Splitter, SC/UPC, Wavelength 1230 ~ 1650 nm) | 153.872 | 134.638 | 125.021 | 115.404
| EPL-SPT-64 | GPON/GEPON Splitter (1x64 PLC Splitter, SC/UPC, Wavelength 1230 ~ 1650 nm) | 250.368 | 219.072 | 203.424 | 187.776
| GPL-GSFP-C+ | GPON OLT SFP Transceiver (Class C+, Optical Power: 3dBm~7dBm, Download 2.5G/Upload 1.25G，TX: 1490nm，RX: 1310nm) - 20km | 56.8544 | 49.7476 | 46.1942 | 42.6408
| GPL-GSFP-C++ | GPON OLT SFP Transceiver (Class C++, Optical Power: 4.5dBm~10dBm, Download 2.5G/Upload 1.25G，TX: 1490nm，RX: 1310nm) - 20km | 78.24 | 68.46 | 63.57 | 58.68
| GPN-SFP | GPON ONU SFP Transceiver (Download 2.5G/Upload 1.25G, SC/APC fiber connector, DDM, -40 to 85 C) – 20km | 93.888 | 82.152 | 76.284 | 70.416
| GPN-100 | GPON SFU ONT with 1-Port Gigabit Interface (Download 2.5G/Upload 1.25G) | 35.4688 | 31.0352 | 28.8184 | 26.6016
| XGPN-100 | XGS-PON SFU ONT with 1-Port 10GbE (One SC/UPC XGS-PON port, Download 10Gbps/Upload 10Gbps) | 135.616 | 118.664 | 110.188 | 101.712
| XGPN-400AXV | XG-PON HGU with 4-Port 10/100/1000T LAN, 3000Mbps 802.11AX Wireless, 1-Port FXS (One SC/UPC XG-PON port, Download 10Gbps/Upload 2.5Gbps, 2x2 MIMO, VLAN, SIP/H.248/T.38 FAX) | 153.872 | 134.638 | 125.021 | 115.404
| GPN-400AXV | GPON HGU with 4-Port 10/100/1000T LAN, 3000Mbps 802.11AX Wireless, 1-Port FXS (One SC/UPC GPON port, Download 2.5Gbps/Upload 1.25Gbps, 2x2 MIMO, VLAN, SIP/H.248/T.38 FAX) | 104.32 | 91.28 | 84.76 | 78.24
SFP Transceivers
40G/100G QSFP+, QSFP28 Fiber Transceivers & Cables
| QSFP-40G-SR4 | 40GBASE-SR4 QSFP+ Fiber Transceiver (Multimode, MPO, 850nm, DDM) - 100m | 119.968 | 104.972 | 97.474 | 89.976
| QSFP-40G-LR4 | 40GBASE-LR4 QSFP+ Fiber Transceiver (Single mode, LC, 1310nm, DDM) - 10km | 430.32 | 376.53 | 349.635 | 322.74
| QSFP-100G-SR4 | 100GBASE-SR4 QSFP28 Fiber Transceiver (Multimode, MPO, 850nm, DDM) - 100m | 146.048 | 127.792 | 118.664 | 109.536
| QSFP-100G-LR4 | 100GBASE-LR4 QSFP28 Fiber Transceiver (Single mode, LC, 1310nm, DDM) - 10km | 745.888 | 652.652 | 606.034 | 559.416
| CB-QSFP100G-1M | 100G QSFP28 Direct Attached Copper Cable - 1M | 75.632 | 66.178 | 61.451 | 56.724
| CB-QSFP100G-3M | 100G QSFP28 Direct Attached Copper Cable - 3M | 104.32 | 91.28 | 84.76 | 78.24
| CB-QSFP100G-5M | 100G QSFP28 Direct Attached Copper Cable - 5M | 203.424 | 177.996 | 165.282 | 152.568
| CB-QSFP4X25G-3M | 100G QSFP28 to 4 25G SFP28 Breakout Cable - 3M | 161.696 | 141.484 | 131.378 | 121.272
25G, SFP28 Fiber Transceivers & Cables
| SFP28-25G-SR | 25GBASE-SR SFP28 Fiber Transceiver (Multi-mode, 850nm, DDM, 0~70°C) - 100m | 51.6384 | 45.1836 | 41.9562 | 38.7288
| SFP28-25G-LR | 25GBASE-LR SFP28 Fiber Transceiver (Single mode, 1310nm, DDM, 0~70°C) - 10km | 79.8048 | 69.8292 | 64.8414 | 59.8536
| SFP28-25G-LA10 | 25GBASE-BX SFP28 Fiber Transceiver (Single mode, WDM: TX 1270nm RX 1330nm, DDM, 0~70°C) - 10km | 135.616 | 118.664 | 110.188 | 101.712
| SFP28-25G-LB10 | 25GBASE-BX SFP28 Fiber Transceiver (Single mode, WDM: TX 1330nm RX 1270nm, DDM, 0~70°C) - 10km | 135.616 | 118.664 | 110.188 | 101.712
| CB-DASFP25G-1M | 25G SFP28 Direct Attached Copper Cable - 1M | 48.5088 | 42.4452 | 39.4134 | 36.3816
| CB-DASFP25G-3M | 25G SFP28 Direct Attached Copper Cable - 3M | 93.888 | 82.152 | 76.284 | 70.416
| CB-DASFP25G-5M | 25G SFP28 Direct Attached Copper Cable - 5M | 151.264 | 132.356 | 122.902 | 113.448
10000Mbps 10G/2.5G Ethernet XFP/SFP+ Fiber Transceivers
| MTB-RJ | 10GBASE-T SFP+ Copper RJ45 Transceiver | 125.184 | 109.536 | 101.712 | 93.888
| MTB-SR | 10G SFP+ Fiber Transceiver (Multi-mode) | 30.7744 | 26.9276 | 25.0042 | 23.0808
| MTB-SR-10PCS | 10GBASE-SR SFP+ Fiber Transceiver (Multi-mode) – 300m, 10pcs in one package | 276.448 | 241.892 | 224.614 | 207.336
| MTB-SR2 | 10G SFP+ Fiber Transceiver (Single-Mode, 1310nm, DDM) - 2km | 35.9904 | 31.4916 | 29.2422 | 26.9928
| MTB-LR | 10G SFP+ Fiber Transceiver (Single-Mode) | 44.0752 | 38.5658 | 35.8111 | 33.0564
| MTB-LR20 | 10G SFP+ Fiber Transceiver (Single-Mode, 1310nm, DDM) - 20km | 57.376 | 50.204 | 46.618 | 43.032
| MTB-LR40 | 10G SFP+ Fiber Transceiver (Single-Mode) - 40KM, DDM Supported | 78.24 | 68.46 | 63.57 | 58.68
| MTB-LR60 | 10G SFP+ Fiber Transceiver (Single-Mode, 1550nm, DDM) - 60km | 354.688 | 310.352 | 288.184 | 266.016
| MTB-LR80 | 10G SFP+ Fiber Transceiver (Single-Mode, 1550nm, DDM) - 80km | 385.984 | 337.736 | 313.612 | 289.488
| MTB-LA10 | 10G SFP+ Fiber Transceiver (WDM, TX:1270nm, RX:1330nm, DDM) - 10KM | 67.808 | 59.332 | 55.094 | 50.856
| MTB-LB10 | 10G SFP+ Fiber Transceiver (WDM, TX:1330nm, RX:1270nm, DDM) - 10KM | 67.808 | 59.332 | 55.094 | 50.856
| MTB-LA20 | 10G SFP+ Fiber Transceiver (WDM, TX:1270nm, RX:1330nm) - 20KM | 75.632 | 66.178 | 61.451 | 56.724
| MTB-LB20 | 10G SFP+ Fiber Transceiver (WDM, TX:1330nm, RX:1270nm) - 20KM | 75.632 | 66.178 | 61.451 | 56.724
| MTB-LA40 | 10G SFP+ Fiber Transceiver (WDM, TX:1270nm, RX:1330nm) - 40KM | 93.888 | 82.152 | 76.284 | 70.416
| MTB-LB40 | 10G SFP+ Fiber Transceiver (WDM, TX:1330nm, RX:1270nm) - 40KM | 93.888 | 82.152 | 76.284 | 70.416
| MTB-LA60 | 10G SFP+ Fiber Transceiver (WDM, TX:1270nm, RX:1330nm) - 60KM | 146.048 | 127.792 | 118.664 | 109.536
| MTB-LB60 | 10G SFP+ Fiber Transceiver (WDM, TX:1330nm, RX:1270nm) - 60KM | 146.048 | 127.792 | 118.664 | 109.536
| MTB-LA70 | 10G SFP+ Fiber Transceiver (WDM, TX:1270nm, RX:1330nm, DDM) - 70KM | 203.424 | 177.996 | 165.282 | 152.568
| MTB-LB70 | 10G SFP+ Fiber Transceiver (WDM, TX:1330nm, RX:1270nm, DDM) - 70KM | 203.424 | 177.996 | 165.282 | 152.568
| MGB-2GLA20 | 2.5G SFP Transceiver (WDM, TX:1310nm RX:1550nm, DDM) - 20km | 67.808 | 59.332 | 55.094 | 50.856
| MGB-2GLB20 | 2.5G SFP Transceiver (WDM, TX:1550nm RX:1310nm, DDM) - 20km | 67.808 | 59.332 | 55.094 | 50.856
| MGB-2GLR2 | 2.5G SFP Transceiver (Single mode, 1310nm, DDM) – 2km | 41.2064 | 36.0556 | 33.4802 | 30.9048
| MGB-2GLR20 | 2.5G SFP Transceiver (Single mode, 1310nm, DDM) – 20km | 51.1168 | 44.7272 | 41.5324 | 38.3376
| MGB-2GSR | 2.5G SFP Transceiver (Multi-mode, 850nm, DDM) - 300m | 44.0752 | 38.5658 | 35.8111 | 33.0564
1000Mbps Gigabit Ethernet SFP Fiber Transceivers
| MGB-GT | Mini GBIC TP Module | 40.6848 | 35.5992 | 33.0564 | 30.5136
| MGB-SX | Mini GBIC SX Module, DDM Supported | 23.9936 | 20.9944 | 19.4948 | 17.9952
| MGB-SX-10PCS | SFP-Port 1000BASE-SX Transceiver (Multi-mode / 850nm / DDM) -550m, 10pcs in one package | 224.288 | 196.252 | 182.234 | 168.216
| MGB-SX2 | Mini GBIC SX Module - up to 2KM, DDM Supported | 26.08 | 22.82 | 21.19 | 19.56
| MGB-SX2-10PCS | Mini GBIC SX Module - up to 2KM, DDM Supported, 10pcs in one package | 242.544 | 212.226 | 197.067 | 181.908
| MGB-LX | Mini GBIC LX Module - 20KM, DDM Supported | 26.8624 | 23.5046 | 21.8257 | 20.1468
| MGB-LX-10PCS | SFP-Port 1000BASE-LX Transceiver (Single mode / 1310nm / DDM) - 20km, 10pcs in one package | 247.76 | 216.79 | 201.305 | 185.82
| MGB-L40 | Mini GBIC Single Mode LX Module - 40KM, DDM Supported | 38.5984 | 33.7736 | 31.3612 | 28.9488
| MGB-L80 | Mini GBIC Single Mode LX Module - 80KM, DDM Supported | 65.2 | 57.05 | 52.975 | 48.9
| MGB-L120 | Mini GBIC Single Mode LX Module - 120KM, DDM Supported | 146.048 | 127.792 | 118.664 | 109.536
| MGB-LA10 | Mini GBIC WDM TX1310 Module - 10KM, DDM Supported | 30.7744 | 26.9276 | 25.0042 | 23.0808
| MGB-LB10 | Mini GBIC WDM TX1550 Module - 10KM, DDM Supported | 32.8608 | 28.7532 | 26.6994 | 24.6456
| MGB-LA20 | Mini GBIC WDM TX1310 Module - 20KM, DDM Supported | 32.0784 | 28.0686 | 26.0637 | 24.0588
| MGB-LB20 | Mini GBIC WDM TX1550 Module - 20KM, DDM Supported | 35.9904 | 31.4916 | 29.2422 | 26.9928
| MGB-LA40 | Mini GBIC WDM TX1310 Module - 40KM, DDM Supported | 52.16 | 45.64 | 42.38 | 39.12
| MGB-LB40 | Mini GBIC WDM TX1550 Module - 40KM, DDM Supported | 54.768 | 47.922 | 44.499 | 41.076
| MGB-LA80 | Mini GBIC WDM TX1490 Module - 80KM, DDM Supported | 73.024 | 63.896 | 59.332 | 54.768
| MGB-LB80 | Mini GBIC WDM TX1550 Module - 80KM, DDM Supported | 73.024 | 63.896 | 59.332 | 54.768
100Mbps Fast Ethernet SFP Fiber Transceivers
| MFB-FX | Multi-mode 2KM, 100Mbps SFP fiber transceiver, DDM Supported | 25.0368 | 21.9072 | 20.3424 | 18.7776
| MFB-FX-10PCS | SFP-Port 100BASE-FX Transceiver (Multi-mode, 1310nm, DDM) -2KM, 10pcs in one package | 234.72 | 205.38 | 190.71 | 176.04
| MFB-F20 | Single Mode 20KM, 100Mbps SFP fiber transceiver, DDM Supported | 28.1664 | 24.6456 | 22.8852 | 21.1248
| MFB-F40 | Single Mode 40KM, 100Mbps SFP fiber transceiver, DDM Supported | 35.4688 | 31.0352 | 28.8184 | 26.6016
| MFB-F60 | Single Mode 60KM, 100Mbps SFP fiber transceiver, DDM Supported | 46.4224 | 40.6196 | 37.7182 | 34.8168
| MFB-F120 | Single Mode 120KM, 100Mbps SFP fiber transceiver, DDM Supported | 73.024 | 63.896 | 59.332 | 54.768
| MFB-FA20 | WDM Tx-1310, 20KM, 100Mbps SFP fiber transceiver, DDM Supported | 28.1664 | 24.6456 | 22.8852 | 21.1248
| MFB-FB20 | WDM Tx-1550, 20KM, 100Mbps SFP fiber transceiver, DDM Supported | 30.2528 | 26.4712 | 24.5804 | 22.6896
Extended Temperature Fiber Transceiver for Industrial Switches
| MTB-TRJ | 1-Port 10GBASE-T SFP+ Copper RJ45 Transceiver - 30m (-40~85 degrees C) | 146.048 | 127.792 | 118.664 | 109.536
| MTB-TSR | 10G SFP+ Fiber Transceiver (Multi-mode, DDM, -40~85 degrees C) -300M | 40.6848 | 35.5992 | 33.0564 | 30.5136
| MTB-TSR2 | 10G SFP+ Fiber Transceiver (Single-Mode, 1310nm, DDM) - 2km (-40 to 85 C) | 48.5088 | 42.4452 | 39.4134 | 36.3816
| MTB-TLR | 10G SFP+ Fiber Transceiver (Single-mode, DDM, -40~85 degrees C) -10KM | 57.376 | 50.204 | 46.618 | 43.032
| MTB-TLR20 | 10G SFP+ Fiber Transceiver (Single-Mode, 1310nm, DDM) - 20km (-40 to 85 C) | 67.808 | 59.332 | 55.094 | 50.856
| MTB-TLR40 | 10G SFP+ Fiber Transceiver (Single-Mode) - 40KM, DDM Supported (-40~85 C) | 86.064 | 75.306 | 69.927 | 64.548
| MTB-TLR60 | 10G SFP+ Fiber Transceiver (Single-Mode, 1550nm, DDM) - 60km (-40 to 85 C) | 406.848 | 355.992 | 330.564 | 305.136
| MTB-TLR80 | 10G SFP+ Fiber Transceiver (Single-Mode, 1550nm, DDM) - 80km (-40 to 85 C) | 438.144 | 383.376 | 355.992 | 328.608
| MTB-TLA20 | 10G SFP+ Fiber Transceiver (WDM, TX:1270nm, RX:1330nm) - 20KM, DDM Supported (-40 to 85 C) | 93.888 | 82.152 | 76.284 | 70.416
| MTB-TLB20 | 10G SFP+ Fiber Transceiver (WDM, TX:1330nm, RX:1270nm) - 20KM, DDM Supported (-40 to 85 C) | 93.888 | 82.152 | 76.284 | 70.416
| MTB-TLA40 | 10G SFP+ Fiber Transceiver (WDM, TX:1270nm, RX:1330nm, DDM) - 40KM (-40 to 85 C) | 119.968 | 104.972 | 97.474 | 89.976
| MTB-TLB40 | 10G SFP+ Fiber Transceiver (WDM, TX:1330nm, RX:1270nm, DDM) - 40KM (-40 to 85 C | 119.968 | 104.972 | 97.474 | 89.976
| MTB-TLA60 | 10G SFP+ Fiber Transceiver (WDM, TX:1270nm, RX:1330nm, DDM) - 60KM (-40 to 85 C) | 177.344 | 155.176 | 144.092 | 133.008
| MTB-TLB60 | 10G SFP+ Fiber Transceiver (WDM, TX:1330nm, RX:1270nm, DDM) - 60KM (-40 to 85 C) | 177.344 | 155.176 | 144.092 | 133.008
| MGB-2GTSR | 2.5G SFP Transceiver (Multi-mode, 850nm, DDM, -40~85°C) - 300m | 53.7248 | 47.0092 | 43.6514 | 40.2936
| MGB-2GTLR2 | 2.5G SFP Transceiver (Single mode, 1310nm, DDM, -40~85°C) – 2km | 54.768 | 47.922 | 44.499 | 41.076
| MGB-2GTLR20 | 2.5G SFP Transceiver (Single mode, 1310nm, DDM, -40~85°C) – 20km | 67.2864 | 58.8756 | 54.6702 | 50.4648
| MGB-2GTLA20 | 2.5G SFP Transceiver (WDM, TX:1310nm RX:1550nm, DDM, -40~85°C) - 20km | 83.456 | 73.024 | 67.808 | 62.592
| MGB-2GTLB20 | 2.5G SFP Transceiver (WDM, TX:1550nm RX:1310nm, DDM, -40~85°C) - 20km | 83.456 | 73.024 | 67.808 | 62.592
| MGB-2GTRJ | 2.5GBASE-T SFP Copper RJ45 Transceiver (-40~85 degrees C, 100m) | 46.4224 | 40.6196 | 37.7182 | 34.8168
| MGB-TGT | Mini GBIC TP Module -100m (-40 to 85 C) | 46.944 | 41.076 | 38.142 | 35.208
| MGB-TSX | Mini GBIC SX Module (-40 to 85 C), DDM Supported | 26.6016 | 23.2764 | 21.6138 | 19.9512
| MGB-TSX-10PCS | SFP-Port 1000BASE-SX Transceiver (Multi-mode / 850nm / DDM) -550m, (-40~85°C), 10pcs in one package | 250.368 | 219.072 | 203.424 | 187.776
| MGB-TSX2 | Mini GBIC Multi-mode SX 2KM Module (-40 to 85 C), DDM Supported | 28.688 | 25.102 | 23.309 | 21.516
| MGB-TSX2-10PCS | SFP-Port 1000BASE-SX Transceiver (Multi-mode /1310nm / DDM) -2km, (-40~85°C), 10pcs in one package | 276.448 | 241.892 | 224.614 | 207.336
| MGB-TLX | Mini GBIC LX Module 20km (-40 to 85 C), DDM Supported | 28.688 | 25.102 | 23.309 | 21.516
| MGB-TLX-10PCS | SFP-Port 1000BASE-LX Transceiver (Single mode / 1310nm / DDM) - 20km, (-40~85°C), 10pcs in one package | 276.448 | 241.892 | 224.614 | 207.336
| MGB-TL40 | Mini GBIC Single Mode LX Module - 40KM, DDM Supported (-40 to 85 C) | 41.728 | 36.512 | 33.904 | 31.296
| MGB-TL80 | Mini GBIC Single Mode LX Module - 80KM, DDM Supported (-40 to 85 C) | 78.24 | 68.46 | 63.57 | 58.68
| MGB-TLA10 | Mini GBIC WDM TX1310 Module - 10KM (-40 to 85C), DDM Supported | 41.728 | 36.512 | 33.904 | 31.296
| MGB-TLB10 | Mini GBIC WDM TX1550 Module - 10KM (-40 to 85C), DDM Supported | 44.336 | 38.794 | 36.023 | 33.252
| MGB-TLA20 | Mini GBIC WDM TX1310 Module - 20KM (-40 to 85C), DDM Supported | 45.64 | 39.935 | 37.0825 | 34.23
| MGB-TLB20 | Mini GBIC WDM TX1550 Module - 20KM (-40 to 85C), DDM Supported | 46.944 | 41.076 | 38.142 | 35.208
| MGB-TLA40 | Mini GBIC WDM TX1310 Module - 40KM (-40 to 85C), DDM Supported | 65.2 | 57.05 | 52.975 | 48.9
| MGB-TLB40 | Mini GBIC WDM TX1550 Module - 40KM (-40 to 85C), DDM Supported | 65.2 | 57.05 | 52.975 | 48.9
| MGB-TLA80 | Mini GBIC WDM TX1490 Module - 80KM, DDM Supported(-40 to 85 C) | 104.32 | 91.28 | 84.76 | 78.24
| MGB-TLB80 | Mini GBIC WDM TX1550 Module - 80KM, DDM Supported(-40 to 85 C) | 104.32 | 91.28 | 84.76 | 78.24
| MGB-TLA120 | Mini GBIC WDM TX1490 Module - 120KM, DDM Supported(-40 to 85 C) | 177.344 | 155.176 | 144.092 | 133.008
| MGB-TLB120 | Mini GBIC WDM TX1550 Module - 120KM, DDM Supported(-40 to 85 C) | 177.344 | 155.176 | 144.092 | 133.008
| MGB-TSA | Mini GBIC Multi-mode WDM Tx-1310, 2KM, 1000Mbps SFP fiber transceiver (-40 to 85C), DDM supported | 39.12 | 34.23 | 31.785 | 29.34
| MGB-TSB | Mini GBIC Multi-mode WDM Tx-1550, 2KM, 1000Mbps SFP fiber transceiver (-40 to 85C) , DDM supported | 41.2064 | 36.0556 | 33.4802 | 30.9048
| MFB-TFX | Multi-mode 2KM, 100Mbps SFP fiber transceiver (-40 to 85C), DDM Supported | 33.3824 | 29.2096 | 27.1232 | 25.0368
| MFB-TFX-10PCS | SFP-Port 100BASE-FX Transceiver (Multi-mode, 1310nm, DDM) -2KM, (-40~85°C), 10pcs in one package | 320.784 | 280.686 | 260.637 | 240.588
| MFB-TF20 | Single Mode 20KM, 100Mbps SFP fiber transceiver - (-40 to 85 C), DDM Supported | 38.8592 | 34.0018 | 31.5731 | 29.1444
| MFB-TF120 | Single Mode 120KM, 100Mbps SFP fiber transceiver - (-40 to 85 C), DDM Supported | 125.184 | 109.536 | 101.712 | 93.888
| MFB-TFA20 | WDM Tx-1310, 20KM, 100Mbps SFP fiber transceiver (-40 to 85C) , DDM Supported | 38.8592 | 34.0018 | 31.5731 | 29.1444
| MFB-TFB20 | WDM Tx-1550, 20KM, 100Mbps SFP fiber transceiver (-40 to 85C) , DDM Supported | 41.728 | 36.512 | 33.904 | 31.296
| MFB-TFA40 | WDM Tx-1310, 40KM, 100Mbps SFP fiber transceiver (-40 to 85C) , DDM Supported | 46.944 | 41.076 | 38.142 | 35.208
| MFB-TFB40 | WDM Tx-1550, 40KM, 100Mbps SFP fiber transceiver (-40 to 85C) , DDM Supported | 52.16 | 45.64 | 42.38 | 39.12
| MFB-TFA60 | WDM Tx-1310, 60KM, 100Mbps SFP fiber transceiver (-40 to 85C) , DDM Supported | 67.808 | 59.332 | 55.094 | 50.856
| MFB-TFB60 | WDM Tx-1550, 60KM, 100Mbps SFP fiber transceiver (-40 to 85C) , DDM Supported | 73.024 | 63.896 | 59.332 | 54.768
| MFB-TSA | Multi-mode WDM Tx-1310, 2KM, 100Mbps SFP fiber transceiver (-40 to 85C), DDM supported | 57.376 | 50.204 | 46.618 | 43.032
| MFB-TSB | Multi-mode WDM Tx-1550, 2KM, 100Mbps SFP fiber transceiver (-40 to 85C) , DDM supported | 59.984 | 52.486 | 48.737 | 44.988
Wireless LAN
802.11ac/ax/be, WiFi 7, AP / Router / Adapters / Extender
| WDAP-C3000AX | Wi-Fi 6 3000Mbps 802.11ax Dual Band Ceiling-mount Wireless Access Point (802.3at PoE PD, 2 10/100/1000T LAN, 802.1Q VLAN, supports NMS-500/NMS-1000V controller, Cloud-based CloudNMS and mobile app central management, MQTT, Captive Portal, RADIUS and cybersecurity features, AP/Gateway/Repeater/WISP modes, supports Open Mesh and roaming, EN 18031-1 certified) | 130.4 | 114.1 | 105.95 | 97.8
| WDAP-C5100BE | Wi-Fi 7 5100Mbps 802.11be Dual Band Ceiling-mount Wireless Access Point, one 1G/2.5Gbps 802.3at PoE+ WAN/LAN, one 1Gbps LAN, 802.1Q VLAN, supports NMS-500/NMS-1000V controller, Cloud-based CloudNMS and mobile app central management, MQTT, Captive Portal, RADIUS and cybersecurity features, AP/Gateway/Repeater/WISP modes | 198.208 | 173.432 | 161.044 | 148.656
| WDAP-W3000AX | Wi-Fi 6 3000Mbps 802.11ax Dual Band In-wall Wireless Access Point, 802.3at PoE PD, two 10/100/1000T LAN/WAN ports, EU Type, 802.1Q VLAN, supports NMS-500/NMS-1000V controller, Cloud-based CloudNMS and mobile app central management, MQTT, Captive Portal, RADIUS and cybersecurity features, AP/Gateway/Repeater/WISP modes, supports Open Mesh and roaming | 109.536 | 95.844 | 88.998 | 82.152
| WDAP-W3600BE | Wi-Fi 7 3600Mbps 802.11be Dual Band In-wall Wireless Access Point, one 1G/2.5Gbps 802.3at PoE+ WAN/LAN, one 1Gbps LAN, 802.1Q VLAN, supports NMS-500/NMS-1000V controller, Cloud-based CloudNMS and mobile app central management, MQTT, Captive Portal, RADIUS and cybersecurity features, AP/Gateway/Repeater/WISP modes | 177.344 | 155.176 | 144.092 | 133.008
All-around Outdoor Wireless Access Points and CPEs
IPv4/IPv6 / 802.1Q VLAN / Spanning Tree / Multi-SSID / Guest Network / Multi-operation mode / Isolation / Schedule Reboot / Speed Test / Statistic / SNMPv3 / SSH / SSL / SMTP
| WBS-512AC | IP55 802.11ac, 5GHz 900Mbps Outdoor Wireless CPE (11ac WAVE 2, MU-MIMO, Built-in 14dBi antenna, 802.3at PoE, 802.1Q VLAN, One-click WDS, supports NMS-500/NMS-1000V and WAPC AP controller) | 148.656 | 130.074 | 120.783 | 111.492
| WDAP-3000AX | IP67 Wi-Fi 6 802.11ax, Dual Band 3000Mbps Outdoor Wireless AP (802.3at PoE+ PD, 4 x N-Type connector, 20KV surge protection, -40 to 70C, 802.1Q VLAN, supports NMS-500/NMS-1000V controller, Cloud-based CloudNMS and mobile app central management, MQTT, Captive Portal, RADIUS and cybersecurity features, AP/Gateway/Repeater/WISP modes, supports 802.11s Mesh and roaming, EN 18031-1 certified) | 318.176 | 278.404 | 258.518 | 238.632
| WDAP-3600BE | IP65 Wi-Fi 7 802.11be, Dual Band 3600Mbps Outdoor Wireless AP (one 1G/2.5Gbps 802.3at PoE+ PD WAN/LAN port + one 1Gbps LAN port, 2 x 5dBi dual-band omni antenna, -30 to 70C, 802.1Q VLAN, supports NMS-500/NMS-1000V controller, Cloud-based CloudNMS and mobile app central management, MQTT, Captive Portal, RADIUS and cybersecurity features, AP/Gateway/Repeater/WISP modes, supports 802.11s Mesh and roaming) | 250.368 | 219.072 | 203.424 | 187.776
| WDAP-5100BE | IP67 Wi-Fi 7 802.11be, Dual Band 5100Mbps Outdoor Wireless AP (one 1G/2.5Gbps 802.3at PoE+ PD WAN/LAN port + one 1Gbps LAN port, 5 x N-Type connector, -40 to 70C, 802.1Q VLAN, supports NMS-500/NMS-1000V controller, Cloud-based CloudNMS and mobile app central management, MQTT, Captive Portal, RADIUS and cybersecurity features, AP/Gateway/Repeater/WISP modes, supports roaming) | 406.848 | 355.992 | 330.564 | 305.136
| WBS-900AC | IP65 802.11ac 5GHz 900Mbps TDMA Outdoor Long Range Wireless CPE (11ac WAVE 2, TDMA MU-MIMO, 25dBi dish antenna, Max. 15Km@100Mbps, 2 x 10/100/1000T RJ45, 802.3at PoE PD, VLAN transparent, AP/Station/PtP/PtMP mode, -40 to 75C) | 239.936 | 209.944 | 194.948 | 179.952
Wireless PCI Express Adapter
| WTL-2400AXE | 802.11AX Wi-Fi 6E Tri-band Wireless PCI Express Adapter (Intel AX210, 2.4GHz 574Mbps, 5GHz 2400Mbps, 6GHz 2400Mbps, Bluetooth 5.3, standard and low-profile brackets ) | 70.416 | 61.614 | 57.213 | 52.812
| WTL-5800BE | 802.11be Wi-Fi 7 Tri-band Wireless PCI Express Adapter (Intel BE200, 2.4GHz 574Mbps, 5GHz 2400Mbps, 6GHz 5800Mbps, Bluetooth 5.4, standard and low-profile brackets) | 99.104 | 86.716 | 80.522 | 74.328
Wireless Antenna & Cable Accessories
| ANT-FP18 | 18dBi Flat Panel Directional Antenna | 109.536 | 95.844 | 88.998 | 82.152
| ANT-FP18A | 5GHz 18dBi Flat Panel Directional Antenna (11a) | 114.752 | 100.408 | 93.236 | 86.064
| ANT-FP14D | 2x2 MIMO 2.4GHz 14dBi Flat Panel Dual Polarization Directional Antenna (N-Type female connector x 2) | 104.32 | 91.28 | 84.76 | 78.24
| ANT-FP14AD | 2x2 MIMO 5GHz 14dBi Flat Panel Dual Polarization Directional Antenna (N-Type female connector x 2) | 114.752 | 100.408 | 93.236 | 86.064
| ANT-SE17AD | 2x2 MIMO 5GHz 17dBi Sector Antenna (Dual-Polarity, 90 degrees, N-type female connector x 2) | 221.68 | 193.97 | 180.115 | 166.26
| ANT-OM15 | 2.4GHz 15dBi Omni Directional Antenna / Outdoor / Fiberglass / N-type female / 11b/g/n | 221.68 | 193.97 | 180.115 | 166.26
| ANT-OM5D-KIT | 2.4GHz 4.5dBi / 5GHz 7dBi Dual Band Omni Directional Antenna Kit / Outdoor / ABS / N-Type male 11a/b/g/n/ac, 2 pieces | 35.4688 | 31.0352 | 28.8184 | 26.6016
| ANT-OM8 | 2.4GHz 8dBI Omni Directional Antenna / Outdoor / Fiberglass / N-type female / 11b/g/n | 65.2 | 57.05 | 52.975 | 48.9
| ANT-OM10A | 5GHz 10dBi Omni Directional Antenna / Outdoor / Fiberglass / N-type female / 11a, 11a/n, 11ac | 119.968 | 104.972 | 97.474 | 89.976
| WL-NM-0.6 | 0.6 Meter N(male) to N(male) Cable | 19.56 | 17.115 | 15.8925 | 14.67
| WL-LTNA | Lightning Arrester (2.4 - 6.0GHz) | 31.296 | 27.384 | 25.428 | 23.472
IP Telephony (VoIP)
IP PBX
| IPX-1100 | 100 User Asterisk base Advance IP PBX, IETF SIP/IAX2, T.38 FoIP, TLS/SRTP, IP Stackable, TR069, VPN, IPv6, SNMP and up to 50 concurrent calls, 15000hrs Voice mail & Recording | 474.656 | 415.324 | 385.658 | 355.992
| IPX-1102 | 100 User Asterisk base Advance IP PBX with 2 FXO interface, IETF SIP/IAX2, T.38 FoIP, TLS/SRTP, IP Stackable, TR069, VPN, IPv6, SNMP and up to 50 concurrent calls, 15000hrs Voice mail & Recording | 691.12 | 604.73 | 561.535 | 518.34
| IPX-2200 | 200 User Asterisk base Advance IP PBX with 2-expandable PCI interface slots(FXO/FXS/GSM), IETF SIP/IAX2, T.38 FoIP, TLS/SRTP, IP Stackable, High Availability, VPN, TR069, IPv6, SNMP and up to 80 concurrent calls, 15000hrs Voice mail & Recording, 1TB storage | 1350.944 | 1182.076 | 1097.642 | 1013.208
| IPX-21FO | 4-Port FXO module for IPX-2100 / IPX-2200 / IPX-2500 | 255.584 | 223.636 | 207.662 | 191.688
| IPX-21SL | 4-Port Life-Line module for IPX-2100 / IPX-2200 / IPX-2500 (2*FXO + 2*FXS) | 255.584 | 223.636 | 207.662 | 191.688
| IPX-21GS | 4-Port GSM Module for IPX-2100 / IPX-2200 / IPX-2500 | 745.888 | 652.652 | 606.034 | 559.416
| IPX-1800N | 30 User SIP base Advance IP PBX with 4-Port ISDN built-in, Proxy Server | 782.4 | 684.6 | 635.7 | 586.8
Internet Telephony Gateway
| VGW-420FS | 4-Port SIP VoIP Gateway (4*FXS, 2 x 10/100/1000T RJ45): IETF SIP 2.0, T.38/T.30, STUN/Outbound Proxy, TLS/SRTP Security, VLAN, QoS, SNMP, TR069, Caller ID, DND, Three-way conference | 198.208 | 173.432 | 161.044 | 148.656
| VGW-420FO | 4-Port SIP VoIP Gateway (4*FXO): IETF SIP 2.0, T.38 FAX, Multiple codecs: G.711A/U, G.723.1, G.729A/B, STUN/Outbound Proxy, TLS/SRTP Security, VLAN, QoS, SNMP, TR069, Caller ID | 354.688 | 310.352 | 288.184 | 266.016
| VGW-820FS | 8-Port SIP VoIP Gateway (8 x FXS, 2 x 10/100/1000T RJ45): IETF SIP 2.0, T.38/T.30, STUN/Outbound Proxy, TLS/SRTP Security, VLAN, QoS, SNMP, TR069, Caller ID, DND, Three-way conference | 359.904 | 314.916 | 292.422 | 269.928
| VGW-1620FS | 16-Port SIP VoIP Gateway (16 x FXS, 2 x 10/100/1000T RJ45): IETF SIP 2.0, T.38/T.30, STUN/Outbound Proxy, TLS/SRTP Security, VLAN, QoS, SNMP, TR069, Caller ID, DND, Three-way conference | 589.408 | 515.732 | 478.894 | 442.056
| VGW-2420FS | 24-Port SIP VoIP Gateway (24 x FXS, 2 x 10/100/1000T RJ45): IETF SIP 2.0, T.38/T.30, STUN/Outbound Proxy, TLS/SRTP Security, VLAN, QoS, SNMP, TR069, Caller ID, DND, Three-way conference | 824.128 | 721.112 | 669.604 | 618.096
| VGW-3220FS | 32-Port SIP VoIP Gateway (32 x FXS, 2 x 10/100/1000T RJ45): IETF SIP 2.0, T.38/T.30, STUN/Outbound Proxy, TLS/SRTP Security, VLAN, QoS, SNMP, TR069, Caller ID, DND, Three-way conference | 1064.064 | 931.056 | 864.552 | 798.048
SIP IP Phone
| VIP-1140PT | High Definition Color PoE IP Phone: (2.4-inch Color LCD, Opus & G.722 HD Voice, 4 SIP Lines, Dual 10/100TX LAN, 802.3at/af POE, Multi-Language, 6-way Conferencing, Caller ID, DND, TLS, PoE, QoS, VPN, VLAN, STUN, IPv6, Auto Provision, TR069) | 85.5424 | 74.8496 | 69.5032 | 64.1568
| VIP-1260PT | High Definition Color POE Gigabit IP Phone: (2.8-inch Color LCD, Opus & G.722 HD Voice, 6 SIP Lines, 3 line keys with LED light, Dual Gigabit LAN, 802.3at/af POE, Multi-Language, 6-way Conferencing, Caller ID, DND, TLS, PoE, QoS, VPN, VLAN, STUN, IPv6, Auto Provision, TR069) | 91.28 | 79.87 | 74.165 | 68.46
| VTS-700WP | 7-inch SIP Indoor Touch Screen PoE Video Intercom with Built-in Wi-Fi, IETF SIP 2.0, HD/Opus Audio, 1080p@30fps, H.264 Video, PoE, 8 alarm input, Hardware AEC, built-in 2.4G/5GHz Wi-Fi, QoS, STUN, VPN, TLS, Caller ID, 5-Way Conference, Auto Provision, TR-069, PLANET DDNS | 177.344 | 155.176 | 144.092 | 133.008
| ICF-CAM80 | Portable High Definition 1080p USB Camera (For ICF-1900) | 83.456 | 73.024 | 67.808 | 62.592
| ICF-2000 | High Definition 7” Touch Color Screen Smart Media SIP Conference Phone: Android 9.0, IETF SIP 2.0, HD/Opus Audio, H.264 Video, 5MP HD camera, 7" LCD, 20 SIP Lines, 112 DSS keys, Dual Gigabit LAN, 802.3at/af POE, 2.4G/5G Wi-Fi, BLF, QoS, STUN, VPN, DND, TLS, Caller ID, 10-Way Conference, Auto Provision, TR-069, PLANET DDNS, Desktop/wall-mounted installation | 438.144 | 383.376 | 355.992 | 328.608
| VIP-462DG | 802.11g WiFi DECT/VoIP Router (SIP) - two voice channel | 93.888 | 82.152 | 76.284 | 70.416
IAD
| IAD-300A | ADSL2/2+ Router with 2-Port VoIP built-in (2*FXS) - Annix A | 78.24 | 68.46 | 63.57 | 58.68
Unified Office Gateway
| UMG-1000 | Desktop Unified Office Gateway, 1*WAN, 3*LAN, 100 registration, 30 concurrent call, IP PBX + 4*FXO, Mail Server, Fax Server, Network security, QoS, FTP Server, BLF/BLA/LCR | 777.184 | 680.036 | 631.462 | 582.888
Advance IP Surveillance ( Intelligent Video Analysis & ALPR )
| AIS-1000 | AI Surveillance Station (8-ch IP camera RTSP video stream, 13 TOPS NPU, built-in 1TB SSD, NVR, 4 x USB, compact NVR platform; AI engines: Illegal vehicle entry, Vehicle timeout/stay, Line-crossing, Area intrusion, Crowd counting, Loitering time detection, Whitelist/blacklist face recognition, Helmet and safety vest detection, Fire and smoke detection, animal detection(cat/dog); Advanced AI search: Specified object filtering, Person/face feature matching, LLM-based interactive search and intelligent Search-based playback query; people counting, events report, report generation, email/SMS notification; NDAA compliant) | 4746.56 | 4153.24 | 3856.58 | 3559.92
| NVR-E6480 | 64-Ch Windows-based Network Video Recorder with 8-Bay Hard Disks: 2U Rackmount Chassis, Win 7 Std. Embedded, MJPEG/MPEG4/H.264, Multi-Stream/Language, 8*SATA HDD, e-SATA, RAID, 2*Gigabit LAN, VGA, 6*USB for Mouse/Keyboard/Joystick, 2-Way Audio, ONVIF, Auto-Configuration for E-series IP CAM, e-Map, Instant playback, Intelligent Detection, IVS, ALPR, PLANET Easy-DDNS, Mobile App. | 2242.88 | 1962.52 | 1822.34 | 1682.16
Fish-Eye Panoramic IP Camera
| ICA-W8100 | Wireless Cube Fish-Eye IP Camera. 11n Wireless, WPS, 180" Panoramic, H.264/MJPEG, 720P@30fps, 2-way Audio, ICR, ePTZ, MicroSD, ONVIF, Intelligent Motion Detection, PLANET Easy-DDNS. | 151.264 | 132.356 | 122.902 | 113.448
Outdoor Speed Dome IP Camera
| ICA-HM620-110 | 2 Mega-pixel PoE Plus Speed Dome Internet Camera. IP66 Outdoor (heater/fan), H.264/MJPEG, 802.3at POE+, 20xOptical / 8xDigital Zoom, Sony CMOS Day/Night, Full HD, 1080P@30fps, 720P@60fps, ONVIF, IPv6, WDR, ICR, 2-way Audio, 3GPP, Micro SD, IPv6, DIDO, ONVIF, Intelligent Motion/Network Failure Detection, PLANET Easy-DDNS, 110V. | 1032.768 | 903.672 | 839.124 | 774.576
| ICA-HM620-220 | 2 Mega-pixel PoE Plus Speed Dome Internet Camera. IP66 Outdoor (heater/fan), H.264/MJPEG, 802.3at POE+, 20xOptical / 8xDigital Zoom, Sony CMOS Day/Night, 1080P@30fps, 720P@60fps, ONVIF, IPv6, WDR, ICR, 2-way Audio, 3GPP, Micro SD, IPv6, DIDO, ONVIF, Intelligent Motion/Network Failure Detection, PLANET Easy-DDNS, 220V. | 1032.768 | 903.672 | 839.124 | 774.576
| Embedded PRO NVR | Multi-Brand IP Camera supported, full integration: Foreigh Object, Object loss, Object/Face Counting, Tripwire/Tampering/Motion Detection, Multi-Monitor & Video Wall with CMS, Image Enhancement with CMS, MAC Safari, Google e-MAP,
| NVR-820 | 8-Channel Advanced NVR with HDMI Local Display, 2*SATA-HDD, Gigabit LAN, HDMI/VGA, Auto-discovery, eMAP, ONVIF, PLANET Easy DDNS, Mobile APP, 256-ch CMS software included. | 469.44 | 410.76 | 381.42 | 352.08
Network Video Recorder (NVR)
| NVR-1600 | H.265 16-ch 4K(12MP) Network Video Recorder: H.265(+)/H.264(+), 1*SATA HDD, HDMI/VGA, 2-way Audio, 2*USB, Feature-rich OSD, 10 languages, e-mail and buzzer notification, Google Drive Cloud storage, ONVIF, PLANET Easy-DDNS, 256-ch CMS(PVMS), Intelligent Motion Detection & Video Loss Event, Face Detection, Mobile APP, NDAA compliant | 224.288 | 196.252 | 182.234 | 168.216
IP Camera
| ICA-W7100 | 720P Wireless IR PT IP Camera: 11n Wireless, H.264, 3.6mm Lens, 720P@30fps, IR-10meter, ICR, WDR, DNR, 2-way Audio, DI/DO, ONVIF, MicroSD, 355-degree PAN, 90-degree Tilt, Intelligent Motion Detection, PLANET Easy-DDNS | 99.104 | 86.716 | 80.522 | 74.328
| ICA-3880 | H.265 8 MP 4K Full Color/Smart IR Bullet IP Camera: 1/3" Progressive Scan CMOS Sensor, 25M Smart IR, H.265(+)/H.264(+)/JPEG, 3 Video Streams, WDR, 3DNR, ROI, ONVIF, IP67, Built-in MIC, Multiple Languages, PLANET Easy-DDNS, Mobile APP, 802.3af PoE, NDAA compliant, supports AI deterrent Video Tampering/Intrusion/Motion Detection | 117.36 | 102.69 | 95.355 | 88.02
| ICA-4880 | H.265 8 MP 4K Full Color/Smart IR Dome IP Camera: 1/3" Progressive Scan CMOS Sensor, 25M Smart IR, H.265(+)/H.264(+)/JPEG, 3 Video Streams, WDR, 3DNR, ROI, ONVIF, IP67, Built-in MIC, Multiple Languages, PLANET Easy-DDNS, Mobile APP, 802.3af PoE, NDAA compliant, supports AI deterrent Video Tampering/Intrusion/Motion Detection | 117.36 | 102.69 | 95.355 | 88.02
| ICA-M3580P | H.265 5 Mega-pixel Full Color/Smart IR Bullet IP Camera with Remote Focus and Zoom:2.7~13.5mm Motor Lens with 5x Zoom, 1/2.8” 5MP SONY Starvis CMOS sensor, H.265(+)/H.264(+) /JPEG/AVI, 802.3af PoE, 40M Smart IR, ICR, WDR, 3DNR, ROI, ONVIF, IP67, Audio In and Out, SD card, Intelligent Motion Detection & Video tampering, 2 Video Streams, PLANET Easy-DDNS, Mobile APP, NDAA compliant | 213.856 | 187.124 | 173.758 | 160.392
| ICA-M4580P | H.265 5 Mega-pixel Full Color/Smart IR Dome IP Camera with Remote Focus and Zoom:2.7~13.5mm Motor Lens with 5x Zoom, SmartSens CMOS sensor, H.265(+)/H.264(+)/MJPEG, 802.3af PoE, 40M Smart IR, ICR, WDR, 3DNR, ROI, ONVIF, IP67, Built-in MIC, Intelligent Motion Detection & Video tampering, 3 Video Streams, PLANET Easy-DDNS, Mobile APP, built-in MIC and SD card slot, NDAA compliant | 208.64 | 182.56 | 169.52 | 156.48
AHD Camera, Analog Camera & Accessories
| CAM-AHD425 | AHD 1080p IR Dome Camera, 1/2.8” Sony sensor, 3.6mm Lens, 1080p@30fps, IR-30Meter, DNR, IP66, 300-500 meters Coaxial transmission | 51.6384 | 45.1836 | 41.9562 | 38.7288
Broadband Communication
Ethernet Over VDSL2 Converter, Router
| VC-231 | 1-Port 10/100TX Ethernet to VDSL2 Converter -30a/17a profile, up to 100/100Mbps bandwidth, RJ11, CO/CPE, 30a/17a profile and SNR via DIP switch | 190.384 | 166.586 | 154.687 | 142.788
| VC-231G | 1-Port 10/100/1000T Ethernet to VDSL2 Converter -35b/30a profile w/ supervectoring and G.vectoring, up to 300/100Mbps bandwidth, RJ11, CO/CPE, Symmetric/Asymmetric mode via DIP switch | 208.64 | 182.56 | 169.52 | 156.48
| VC-231GP | 1-Port 10/100/1000T 802.3at PoE+ Ethernet to VDSL2 Converter – 35b/30a profile w/ supervectoring and G.vectoring, up to 300/100Mbps bandwidth, RJ11, 30-watt 802.3at PoE+ PSE | 302.528 | 264.712 | 245.804 | 226.896
| VC-232G | 1-port 10/100/1000T Ethernet over Coaxial Converter (Downstream:300Mbps; upstream:100Mbps) | 208.64 | 182.56 | 169.52 | 156.48
| VC-234 | 100/100 Mbps Ethernet (4-Port LAN) to VDSL2 Bridge - 30a profile | 224.288 | 196.252 | 182.234 | 168.216
| VC-234G | 4-Port 10/100/1000T Ethernet to VDSL2 Bridge – 35b/30a profile w/ G.vectoring, RJ11, up to 300/100Mbps bandwidth, CO/CPE and Symmetric/Asymmetric mode via DIP switch | 247.76 | 216.79 | 201.305 | 185.82
Industrial 5G NR Gateway & 4G LTE Cellular Gateway
| ICG-2510W-LTE-EU | Industrial 4G LTE Cellular Wireless Gateway with 5-Port 10/100/1000T (2 Module SIM Card Slots, 802.11ac Dual Band, 1 RS232/RS485, DI/DO, -35~75 degrees C, LTE Band B1/B3/B5/B7/B8/B20) | 649.392 | 568.218 | 527.631 | 487.044
| ICG-2510W-LTE-US | Industrial 4G LTE Cellular Wireless Gateway with 5-Port 10/100/1000T (2 Module SIM Card Slots, 802.11ac Dual Band, 1 RS232/RS485, DI/DO, -35~75 degrees C, LTE Band B2/B4/B12) | 649.392 | 568.218 | 527.631 | 487.044
| ICG-2510WG-LTE-EU | Industrial 4G LTE Cellular Wireless Gateway with 5-Port 10/100/1000T (2 Module SIM Card Slots, 802.11ac Dual Band, GPS, 1 RS232/RS485, DI/DO, -35~75 degrees C, LTE Band B1/B3/B5/B7/B8/B20) | 678.08 | 593.32 | 550.94 | 508.56
| ICG-2510WG-LTE-US | Industrial 4G LTE Cellular Wireless Gateway with 5-Port 10/100/1000T (2 Module SIM Card Slots, 802.11ac Dual Band, GPS, 1 RS232/RS485, DI/DO, -35~75 degrees C, LTE Band B2/B4/B12) | 678.08 | 593.32 | 550.94 | 508.56
| ICG-2210W-NR-EU | Industrial 5G NR Compact Cellular Wireless Gateway with 2-Port 10/100/1000T (Sub-6 5G NR EAU, 2 SIM card slots, 802.11ac WiFi, 2.4GHz and 5GHz Dual Band concurrent, 1 RS232/RS485, DC 9~36V, -40~75 degrees C, SIM/UIM card interface w/built-in 15KV ESD protection, Dual-WAN Failover, IPSec/PPTP/L2TP VPN, SPI Firewall, SNMP, Region: Asia, Europe, Australia) | 1037.984 | 908.236 | 843.362 | 778.488
| ICG-2210W-NR-US | Industrial 5G NR Compact Cellular Wireless Gateway with 2-Port 10/100/1000T (Sub-6 5G NR NA, 2 SIM card slots, 802.11ac WiFi, 2.4GHz and 5GHz Dual Band concurrent, 1 RS232/RS485, DC 9~36V, -40~75 degrees C, SIM/UIM card interface w/built-in 15KV ESD protection, Dual-WAN Failover, IPSec/PPTP/L2TP VPN, SPI Firewall, SNMP, Region: North America) | 1037.984 | 908.236 | 843.362 | 778.488
| FWA-2100-NR-EU | IP68-rated Industrial 5G NR Outdoor Unit with 1-port Gigabit PoE PD (Sub-6 5G NR EAU, 2 SIM card slots, 802.11n 2.4GHz, 802.3at PoE PD and DC 12V, -20~60 degrees C, High Availability, OpenVPN and IPSec/GRE/PPTP/L2TP VPN, SPI Firewall, IPv6, SNMP, PLANET Easy-DDNS, AP Controller, Captive Portal, RADIUS, supports NMS-500/NMS-1000V controller and CloudViewerPro app, Region: Asia, Europe, Australia) | 899.76 | 787.29 | 731.055 | 674.82
| FWA-2100-NR-US | IP68-rated Industrial 5G NR Outdoor Unit with 1-port Gigabit PoE PD (Sub-6 5G NR NA, 2 SIM card slots, 802.11n 2.4GHz, 802.3at PoE PD and DC 12V, -20~60 degrees C, High Availability, OpenVPN and IPSec/GRE/PPTP/L2TP VPN, SPI Firewall, IPv6, SNMP, PLANET Easy-DDNS, AP Controller, Captive Portal, RADIUS, supports NMS-500/NMS-1000V controller and CloudViewerPro app, Region: North America) | 899.76 | 787.29 | 731.055 | 674.82
| ICG-2515-NR | Industrial 5G NR Cellular Gateway with 5-Port 10/100/1000T (Sub-6 5G NR Global Band, compatible with 4G LTE, 2 SIM Card Slots, 2 DI/DO, 1 RS485, Dual DC 9~54V, -40~75 degrees C, SD-WAN automatically establishes a secure mesh VPN, Dual-WAN Failover and Load Balancing, High Availability, Router mode and Layer 3 OSPF/RIP dynamic routing, 802.1Q VLAN, Multiple session OpenVPN server/client, Surfshark and NordVPN, Wireguard VPN server/client and robust hybrid VPN (IPSec/GRE/PPTP/L2TP), SPI Firewall, DoS Attack Prevention, Cybersecurity with PQC, IPv6, SNMP, PLANET Easy-DDNS, AP Controller, Captive Portal, RADIUS, support centralized management via Cloud-based CloudNMS, on-premises NMS controller and mobile app-based management) | 1319.648 | 1154.692 | 1072.214 | 989.736
| ICG-2515P-NR | Industrial 5G NR Cellular Gateway with 4-Port 10/100/1000T 802.3at PoE+ (Sub-6 5G NR Global Band, compatible with 4G LTE, 2 SIM Card Slots, 2 DI/DO, 1 RS485, Dual DC 12~54V, -40~75 degrees C, SD-WAN automatically establishes a secure mesh VPN, Dual-WAN Failover and Load Balancing, High Availability, Router mode and Layer 3 OSPF/RIP dynamic routing, 802.1Q VLAN, Multiple session OpenVPN server/client, Surfshark and NordVPN, Wireguard VPN server/client and robust hybrid VPN (IPSec/GRE/PPTP/L2TP), SPI Firewall, DoS Attack Prevention, Cybersecurity with PQC, IPv6, SNMP, PLANET Easy-DDNS, AP Controller, Captive Portal, RADIUS, Cloud-based CloudNMS, on-premise NMS controller and mobile app central management, MQTT) | 1663.904 | 1455.916 | 1351.922 | 1247.928
| ICG-2515F-NR | Industrial 5G NR Cellular Gateway with 1-Port 1000X SFP (Sub-6 5G NR Global Band, compatible with 4G LTE, 2 SIM Card Slots, 4 10/100/1000T, 2 DI/DO, Dual DC 9~54V, -40~75 degrees C, SD-WAN automatically establishes a secure mesh VPN,Dual-WAN Failover and Load Balancing, High Availability, SSL VPN and robust hybrid VPN (IPSec/GRE/PPTP/L2TP), SPI Firewall, DoS Attack Prevention, Cyber Security, IPv6, SNMP, PLANET Easy-DDNS, AP Controller, Captive Portal, RADIUS) | 1423.968 | 1245.972 | 1156.974 | 1067.976
| ICG-2515W-NR | Industrial 5G NR Cellular Wireless Gateway with 5-Port 10/100/1000T (Sub-6 5G NR Global Band, compatible with 4G LTE, 2 SIM Card Slots, 802.11ax 1800Mbps, 2.4GHz and 5GHz Dual Band concurrent, 2 DI/DO, Dual DC 9~54V, -40~75 degrees C, SD-WAN automatically establishes a secure mesh VPN, Dual-WAN Failover and Load Balancing, High Availability, Router mode and Layer 3 OSPF/RIP dynamic routing, 802.1Q VLAN, Multiple session OpenVPN server/client, Surfshark and NordVPN, Wireguard VPN server/client and robust hybrid VPN (IPSec/GRE/PPTP/L2TP), SPI Firewall, DoS Attack Prevention, Cybersecurity with PQC, IPv6, SNMP, PLANET Easy-DDNS, AP Controller, Captive Portal, RADIUS, Modus TCP, support centralized management via Cloud-based CloudNMS, on-premises NMS controller and mobile app-based management) | 1460.48 | 1277.92 | 1186.64 | 1095.36
| ICG-2515FW-NR | Industrial 5G NR Cellular Wireless Gateway with 1-Port 1000X SFP (Sub-6 5G NR Global Band, compatible with 4G LTE, 2 SIM Card Slots, 802.11ax 1800Mbps, 2.4GHz and 5GHz Dual Band concurrent, 4 10/100/1000T, 2 DI/DO, Dual DC 9~54V, -40~75 degrees C, SD-WAN automatically establishes a secure mesh VPN, Dual-WAN Failover and Load Balancing, High Availability, Router mode and Layer 3 OSPF/RIP dynamic routing, 802.1Q VLAN, Multiple session OpenVPN server/client, Surfshark and NordVPN, Wireguard VPN server/client and robust robust hybrid VPN (IPSec/GRE/PPTP/L2TP), SPI Firewall, DoS Attack Prevention, Cybersecurity with PQC, IPv6, SNMP, PLANET Easy-DDNS, AP Controller, Captive Portal, RADIUS, Modus TCP, support centralized management via Cloud-based CloudNMS, on-premises NMS controller and mobile app-based management) | 1538.72 | 1346.38 | 1250.21 | 1154.04
| VCG-2406WP-NR | IP50 Industrial/Vehicle 5G NR Cellular Wireless Gateway with M12 PoE+(Sub-6 5G NR Global Band, compatible with 4G LTE, 2 SIM Card Slots, 802.11ax 1800Mbps, 2.4GHz and 5GHz Dual-band concurrent, 4 10/100/1000T M12 X-coded port with 2-port 802.3at PoE+, 1 DI/DO, Dual DC 9~54V, -40~75 degrees C, SD-WAN, Dual-WAN Failover and Load Balancing, High Availability, SSL VPN and robust hybrid VPN (IPSec/GRE/PPTP/L2TP), SPI Firewall, DoS Attack Prevention, CyberSecurity, IPv6, SNMP, AP Controller, Captive Portal, RADIUS, Cloud-based CloudNMS, on-premise NMS controller and mobile app central management, MQTT) | 2602.784 | 2277.436 | 2114.762 | 1952.088
| VCG-1500WG-LTE-EU | Vehicle 4G LTE Cellular Wireless Gateway with 5-Port 10/100TX (1-SIM Card Slot, 802.11n, GPS, -25~65 degrees C, LTE Band B1/B3/B5/B7/B8/B20/B38/B40/B41) | 485.088 | 424.452 | 394.134 | 363.816
| VCG-1500WG-LTE-US | Vehicle 4G LTE Cellular Wireless Gateway with 5-Port 10/100TX (1-SIM Card Slot, 802.11n, GPS, -25~65 degrees C, LTE Band B2/B4/B5/B12/B13/B17/B25) | 485.088 | 424.452 | 394.134 | 363.816
Smart Power Meter Devices
| SPM-D01-R | DIN-rail Single-circuit Modbus Smart Power Meter with Rogowski Coil Input (RC 0~333mv, AC 85-264V/DC 100-300V, RS-485 Modbus RTU) | 464.224 | 406.196 | 377.182 | 348.168
| SPM-D01-M | DIN-rail Single-circuit Modbus Smart Power Meter with 333mV CT Input(MV 0~333mv, AC 85-264V/DC 100-300V, RS-485 Modbus RTU) | 464.224 | 406.196 | 377.182 | 348.168
| SPM-D05 | DIN-rail 5-circuit Modbus Smart Power Meter (RC/MV 0~333mv, AC 85-264V/DC 100-300V, RS-485 Modbus RTU) | 1121.44 | 981.26 | 911.17 | 841.08
| SPM-D05E | DIN-rail 5-circuit Modbus RTU/TCP Smart Power Meter (RC/MV 0~333mv, AC 85-264V/DC 100-300V, RS-485 Modbus RTU and RJ45 Ethernet Modbus TCP) | 1345.728 | 1177.512 | 1093.404 | 1009.296
| SPM-D10 | DIN-rail 10-circuit Modbus Smart Power Meter (RC/MV 0~333mv, AC 85-264V/DC 100-300V, RS-485 Modbus RTU) | 1486.56 | 1300.74 | 1207.83 | 1114.92
| SPM-D10E | DIN-rail 10-circuit Modbus RTU/TCP Smart Power Meter (RC/MV 0~333mv, AC 85-264V/DC 100-300V, RS-485 Modbus RTU and RJ45 Ethernet Modbus TCP) | 1716.064 | 1501.556 | 1394.302 | 1287.048
| CT-60A-16 | 60A Split-Core Current Transformer with 333mV Output (60A Rated Current, 16mm diameter) | 39.12 | 34.23 | 31.785 | 29.34
| CT-100A-16 | 100A Split-Core Current Transformer with 333mV Output (100A Rated Current, 16mm diameter) | 39.12 | 34.23 | 31.785 | 29.34
| CT-200A-24 | 200A Split-Core Current Transformer with 333mV Output (200A Rated Current, 24mm diameter) | 54.2464 | 47.4656 | 44.0752 | 40.6848
| CT-400A-35 | 400A Split-Core Current Transformer with 333mV Output (400A Rated Current, 35mm diameter) | 83.456 | 73.024 | 67.808 | 62.592
| CT-600A-35 | 600A Split-Core Current Transformer with 333mV Output (600A Rated Current, 35mm diameter) | 83.456 | 73.024 | 67.808 | 62.592
| RC-300A-395 | 300A Rogowski Coil Current Sensor with 333mV Output (300A Rated Current, 395mm length) | 378.16 | 330.89 | 307.255 | 283.62
| RC-500A-395 | 500A Rogowski Coil Current Sensor with 333mV Output (500A Rated Current, 395mm length) | 378.16 | 330.89 | 307.255 | 283.62
| RC-800A-525 | 800A Rogowski Coil Current Sensor with 333mV Output (800A Rated Current, 525mm length) | 459.008 | 401.632 | 372.944 | 344.256
| RC-1500A-525 | 1500A Rogowski Coil Current Sensor with 333mV Output (1500A Rated Current, 525mm length) | 459.008 | 401.632 | 372.944 | 344.256
| RC-2000A-525 | 2000A Rogowski Coil Current Sensor with 333mV Output (2000A Rated Current, 525mm length) | 459.008 | 401.632 | 372.944 | 344.256
| RC-3000A-525 | 3000A Rogowski Coil Current Sensor with 333mV Output (3000A Rated Current, 525mm length) | 459.008 | 401.632 | 372.944 | 344.256
802.11ah Halow Wi-Fi Bridge/Station
| HLB-100-EU868 | 802.11ah Halow Wi-Fi Bridge/Station (EU868 Sub-1G, 1 10/100TX RJ45, 1 RS485, -20~60 degrees C, compact size metal housing, friendly WEB wizard, configurable AP/Station/Gateway modes, Modbus TCP, supports NMS-500/NMS-1000V controller and CloudViewerPro app) | 354.688 | 310.352 | 288.184 | 266.016
| HLB-100-US915 | 802.11ah Halow Wi-Fi Bridge/Station (US915 Sub-1G, 1 10/100TX RJ45, 1 RS485, -20~60 degrees C, compact size metal housing, friendly WEB wizard, configurable AP/Station/Gateway modes, Modbus TCP, supports NMS-500/NMS-1000V controller and CloudViewerPro app) | 354.688 | 310.352 | 288.184 | 266.016
LoRa WAN IOT Gateway
| LCG-350W-NR-EU868 | IP67 Industrial Outdoor LoRaWAN + 5G NR Cellular Gateway (Sub-6 5G NR EAU, EU868 Sub 1G, 802.11n 2.4GHz, 802.3at PoE PD and 100~240V AC, 1 Nano-SIM Card Slot, -40~75 degrees C, supports The Things Network & AWS network server, PLANET NMS-AIoT application server, MQTT Broker, SSL VPN and robust hybrid VPN (IPSec/GRE/PPTP/L2TP), Cyber Security, RADIUS, IPv6, SNMP, PLANET Easy-DDNS, and CloudViewerPro app, Region: Asia, Europe, Australia) | 1455.264 | 1273.356 | 1182.402 | 1091.448
| LCG-350W-NR-EU915 | IP67 Industrial Outdoor LoRaWAN + 5G NR Cellular Gateway (Sub-6 5G NR EAU, US915 Sub 1G, 802.11n 2.4GHz, 802.3at PoE PD and 100~240V AC, 1 Nano-SIM Card Slot, -40~75 degrees C, supports The Things Network & AWS network server, PLANET NMS-AIoT application server, MQTT Broker, SSL VPN and robust hybrid VPN (IPSec/GRE/PPTP/L2TP), Cyber Security, RADIUS, IPv6, SNMP, PLANET Easy-DDNS, and CloudViewerPro app, Region: Asia, Europe, Australia) | 1455.264 | 1273.356 | 1182.402 | 1091.448
| LCG-350W-NR-US868 | IP67 Industrial Outdoor LoRaWAN + 5G NR Cellular Gateway (Sub-6 5G NR NA, EU868 Sub 1G, 802.11n 2.4GHz, 802.3at PoE PD and 100~240V AC, 1 Nano-SIM Card Slot, -40~75 degrees C, supports The Things Network & AWS network server, PLANET NMS-AIoT application server, MQTT Broker, SSL VPN and robust hybrid VPN (IPSec/GRE/PPTP/L2TP), Cyber Security, RADIUS, IPv6, SNMP, PLANET Easy-DDNS, and CloudViewerPro app, Region: North America) | 1455.264 | 1273.356 | 1182.402 | 1091.448
| LCG-350W-NR-US915 | IP67 Industrial Outdoor LoRaWAN + 5G NR Cellular Gateway (Sub-6 5G NR NA, US915 Sub 1G, 802.11n 2.4GHz, 802.3at PoE PD and 100~240V AC, 1 Nano-SIM Card Slot, -40~75 degrees C, supports The Things Network & AWS network server, PLANET NMS-AIoT application server, MQTT Broker, SSL VPN and robust hybrid VPN (IPSec/GRE/PPTP/L2TP), Cyber Security, RADIUS, IPv6, SNMP, PLANET Easy-DDNS, and CloudViewerPro app, Region: North America) | 1455.264 | 1273.356 | 1182.402 | 1091.448
| LCG-300-EU | IP30 Industrial IoT LoRaWAN Gateway with 5-Port 10/100/1000T - EU868 MHz. (Supports The Things Network & AWS network server, 2 DI/DO, Modbus TCP, -40~75 degrees C, Dual-WAN Failover and Load Balancing, SSL VPN and robust hybrid VPN (IPSec/GRE/PPTP/L2TP), SPI Firewall, DoS Attack Prevention, Cyber Security, IPv6, SNMP, PLANET Easy-DDNS, RADIUS, MQTT) | 1064.064 | 931.056 | 864.552 | 798.048
| LCG-300-US | IP30 Industrial IoT LoRaWAN Gateway with 5-Port 10/100/1000T - US915 MHz. (Supports The Things Network & AWS network server, 2 DI/DO, Modbus TCP, -40~75 degrees C, Dual-WAN Failover and Load Balancing, SSL VPN and robust hybrid VPN (IPSec/GRE/PPTP/L2TP), SPI Firewall, DoS Attack Prevention, Cyber Security, IPv6, SNMP, PLANET Easy-DDNS, RADIUS, MQTT) | 1064.064 | 931.056 | 864.552 | 798.048
| LCG-300W-EU | IP30 Industrial IoT LoRaWAN Wireless Gateway with 5-Port 10/100/1000T - EU868 MHz (Supports The Things Network & AWS network server, 802.11ax 1800Mbps, 2.4GHz and 5GHz Dual Band concurrent, 2 DI/DO, Modbus TCP, -40~75 degrees C, Dual-WAN Failover and Load Balancing, SSL VPN and robust hybrid VPN (IPSec/GRE/PPTP/L2TP), SPI Firewall, DoS Attack Prevention, Cyber Security, IPv6, SNMP, PLANET Easy-DDNS, RADIUS, MQTT) | 1173.6 | 1026.9 | 953.55 | 880.2
| LCG-300W-US | IP30 Industrial IoT LoRaWAN Wireless Gateway with 5-Port 10/100/1000T - US915 MHz (Supports The Things Network & AWS network server, 802.11ax 1800Mbps, 2.4GHz and 5GHz Dual Band concurrent, 2 DI/DO, Modbus TCP, -40~75 degrees C, Dual-WAN Failover and Load Balancing, SSL VPN and robust hybrid VPN (IPSec/GRE/PPTP/L2TP), SPI Firewall, DoS Attack Prevention, Cyber Security, IPv6, SNMP, PLANET Easy-DDNS, RADIUS, MQTT) | 1173.6 | 1026.9 | 953.55 | 880.2
| LCG-300-NR-EU | IP30 Industrial IoT LoRaWAN + 5G NR Cellular Gateway with 5-Port 10/100/1000T - EU868 MHz. (Supports The Things Network & AWS network server, Sub-6 5G NR Global Band, compatible with 4G LTE, 1 SIM Card Slot, Modbus RS485 bridge LoRaWAN, Modbus TCP, 2 DI/DO, -40~75 degrees C, Dual-WAN Failover and Load Balancing, SSL VPN and robust hybrid VPN (IPSec/GRE/PPTP/L2TP), SPI Firewall, Cyber Security, IPv6, SNMP, PLANET Easy-DDNS, RADIUS, MQTT) | 1789.088 | 1565.452 | 1453.634 | 1341.816
| LCG-300-NR-US | IP30 Industrial IoT LoRaWAN + 5G NR Cellular Gateway with 5-Port 10/100/1000T - US915 MHz. (Supports The Things Network & AWS network server, Sub-6 5G NR Global Band, compatible with 4G LTE, 1 SIM Card Slot, Modbus RS485 bridge LoRaWAN, Modbus TCP, 2 DI/DO, -40~75 degrees C, Dual-WAN Failover and Load Balancing, SSL VPN and robust hybrid VPN (IPSec/GRE/PPTP/L2TP), SPI Firewall, Cyber Security, IPv6, SNMP, PLANET Easy-DDNS, RADIUS, MQTT) | 1789.088 | 1565.452 | 1453.634 | 1341.816
| LN1130 | Industrial IP30 LoRa Node Controller - RS232/RS485 (EU868/US915 Sub 1G, supports OTAA/ABP Class A/B/C, 9~48VDC/24VAC, -40~75 degrees C, Micro-USB Configuration Port, DIN-rail or wall mounting, Modbus RS485 bridge LoRaWAN) | 232.112 | 203.098 | 188.591 | 174.084
| LN1140 | Industrial IP30 LoRa Node Controller - 2 Digital Input + 2 Digital Output (EU868/US915 Sub 1G, supports OTAA/ABP Class A/B/C, 9~48VDC/24VAC, -40~75 degrees C, Micro-USB Configuration Port, DIN-rail or wall mounting) | 232.112 | 203.098 | 188.591 | 174.084
| LN502 | Outdoor IP67 Solar LoRa Node Controller (RS232, RS485, 2 Digital Input and 2 Digital Output, EU868/US915 Sub 1G, supports OTAA/ABP Class A/B/C, 2-slot 18650 rechargeable battery holder with solar panel, external 9~48V DC input, -40~75 degrees C, USB Configuration Port, wall mounting, supports PLANET LCG-300/350 series LoRaWAN gateway and NMS-AIoT application server) | 516.384 | 451.836 | 419.562 | 387.288
| LS100-CO-868M | IP20 LoRaWAN CO Detector (High-Temperature Alarm, EU868 Sub 1G) | 192.992 | 168.868 | 156.806 | 144.744
| LS100-CO-915M | IP20 LoRaWAN CO Detector (High-Temperature Alarm, US915 Sub 1G) | 192.992 | 168.868 | 156.806 | 144.744
| LS100-DW-868M | IP30 LoRaWAN Door and Window Sensor (EU868 Sub 1G, 2 x 3.0V CR2450 batteries required) | 99.104 | 86.716 | 80.522 | 74.328
| LS100-DW-915M | IP30 LoRaWAN Door and Window Sensor (US915 Sub 1G, 2 x 3.0V CR2450 batteries required) | 99.104 | 86.716 | 80.522 | 74.328
| LS100-PIR-868M | IP30 LoRaWAN Indoor Occupancy Sensor (Occupancy/Light/Temperature -20~55 degrees C, EU868 Sub 1G, 2 x 3.6V ER14505 AA batteries required) | 151.264 | 132.356 | 122.902 | 113.448
| LS100-PIR-915M | IP30 LoRaWAN Indoor Occupancy Sensor (Occupancy/Light/Temperature -20~55 degrees C, US915 Sub 1G, 2 x 3.6V ER14505 AA batteries required) | 151.264 | 132.356 | 122.902 | 113.448
| LS100-SMK-868M | IP20 LoRaWAN Smoke Detector (High-Temperature Alarm, EU868 Sub 1G) | 146.048 | 127.792 | 118.664 | 109.536
| LS100-SMK-915M | IP20 LoRaWAN Smoke Detector (High-Temperature Alarm, US915 Sub 1G) | 146.048 | 127.792 | 118.664 | 109.536
| LS100-WL-868M | IP65 LoRaWAN Water Leak Sensor (EU868 Sub 1G, 2 x 3.6V ER14505 AA batteries required) | 213.856 | 187.124 | 173.758 | 160.392
| LS100-WL-915M | IP65 LoRaWAN Water Leak Sensor (US915 Sub 1G, 2 x 3.6V ER14505 AA batteries required) | 213.856 | 187.124 | 173.758 | 160.392
| LS200-CM-868M | IP53 LoRaWAN 1-phase Current Meter (150A Clamp-On CT, EU868 Sub 1G | 271.232 | 237.328 | 220.376 | 203.424
| LS200-CM-915M | IP53 LoRaWAN 1-phase Current Meter (150A Clamp-On CT, US915 Sub 1G) | 271.232 | 237.328 | 220.376 | 203.424
| LS200-CM3-868M | IP53 LoRaWAN 3-Phase Current Meter (3 x 75A Clamp-On CT, EU868 Sub 1G, 2 x 3.6V ER14505 AA batteries required) | 388.592 | 340.018 | 315.731 | 291.444
| LS200-CM3-915M | IP53 LoRaWAN 3-Phase Current Meter (3 x 75A Clamp-On CT, US915 Sub 1G, 2 x 3.6V ER14505 AA batteries required) | 388.592 | 340.018 | 315.731 | 291.444
| LS200-LG-868M | IP65 LoRaWAN Light Level Sensor (EU868 Sub 1G, 2 x 3.6V ER14505 AA batteries required) | 203.424 | 177.996 | 165.282 | 152.568
| LS200-LG-915M | IP65 LoRaWAN Light Level Sensor (US915 Sub 1G, 2 x 3.6V ER14505 AA batteries required) | 203.424 | 177.996 | 165.282 | 152.568
| LS200-MF8-868M | IP30 LoRaWAN Temperature/Humidity/PIR/Tilt/Vibration/IP67 Reed Switch/Light/IP40 Glass Break Sensor (-20~55 degrees C, EU868 Sub 1G) | 179.952 | 157.458 | 146.211 | 134.964
| LS200-MF8-915M | IP30 LoRaWAN Temperature/Humidity/PIR/Tilt/Vibration/IP67 Reed Switch/Light/IP40 Glass Break Sensor (-20~55 degrees C, US915 Sub 1G) | 179.952 | 157.458 | 146.211 | 134.964
| LS200-PM25-868M | IP30 LoRaWAN PM2.5 Sensor (PM2.5/Temperature/Humidity -20~55 degrees C, EU868 Sub 1G) | 508.56 | 444.99 | 413.205 | 381.42
| LS200-PM25-915M | IP30 LoRaWAN PM2.5 Sensor (PM2.5/Temperature/Humidity -20~55 degrees C, US915 Sub 1G) | 508.56 | 444.99 | 413.205 | 381.42
| LS200-PT-868M | IP65 LoRaWAN Product Temperature Sensor (PT1000 Needle Probe -70~200 degrees C, EU868 Sub 1G, 2 x 3.6V ER14505 AA batteries required) | 362.512 | 317.198 | 294.541 | 271.884
| LS200-PT-915M | IP65 LoRaWAN Product Temperature Sensor (PT1000 Needle Probe -70~200 degrees C, US915 Sub 1G, 2 x 3.6V ER14505 AA batteries required) | 362.512 | 317.198 | 294.541 | 271.884
| LS200-RF-868M | IP65 LoRaWAN Refrigerator Temperature and Humidity Sensor (-40~55 degrees C, EU868 Sub 1G, 2 x 3.6V ER14505 AA batteries required) | 206.032 | 180.278 | 167.401 | 154.524
| LS200-RF-915M | IP65 LoRaWAN Refrigerator Temperature and Humidity Sensor (-40~55 degrees C, US915 Sub 1G, 2 x 3.6V ER14505 AA batteries required) | 206.032 | 180.278 | 167.401 | 154.524
| LS200-TC-868M | IP65 LoRaWAN Machine Temperature Sensor (Thermocouple -40~125 degrees C, EU868 Sub 1G, 2 x 3.6V ER14505 AA batteries required) | 412.064 | 360.556 | 334.802 | 309.048
| LS200-TC-915M | IP65 LoRaWAN Machine Temperature Sensor (Thermocouple -40~125 degrees C, US915 Sub 1G, 2 x 3.6V ER14505 AA batteries required) | 412.064 | 360.556 | 334.802 | 309.048
| LS200-TH-868M | IP65 LoRaWAN Indoor Temperature and Humidity Sensor (-20~55 degrees C, EU868 Sub 1G, 2 x 3.6V ER14505 AA batteries required) | 198.208 | 173.432 | 161.044 | 148.656
| LS200-TH-915M | IP65 LoRaWAN Indoor Temperature and Humidity Sensor (-20~55 degrees C, US915 Sub 1G, 2 x 3.6V ER14505 AA batteries required) | 198.208 | 173.432 | 161.044 | 148.656
| LS200-VOC-868M | IP65 LoRaWAN TVOC Sensor (TVOC/Temperature/Humidity -20~55 degrees C, EU868 Sub 1G) | 271.232 | 237.328 | 220.376 | 203.424
| LS200-VOC-915M | IP65 LoRaWAN TVOC Sensor (TVOC/Temperature/Humidity -20~55 degrees C, US915 Sub 1G) | 271.232 | 237.328 | 220.376 | 203.424
| LS250-PLUG-868M | IP20 LoRaWAN Power Plug with Power Meter (EU868 Sub 1G) | 242.544 | 212.226 | 197.067 | 181.908
| LS250-PLUG-915M | IP20 LoRaWAN Power Plug with Power Meter (US915 Sub 1G) | 242.544 | 212.226 | 197.067 | 181.908
Network Security
VPN/Firewall, Security Router, Content Security, UTM, SD-WAN, Zero-Trust Network Access FIDO2, Secure-Boot, PQC, SCA
| VR-100 | 5-Port 10/100/1000T VPN Security Router (Dual-WAN Failover and Load Balancing, Cyber Security, SPI Firewall, IPv4/IPv6 Filtering, Content Filtering, DoS Attack Prevention, Port Range Forwarding, Router mode and Layer 3 OSPF/RIP dynamic routing, 802.1Q VLAN, Multiple session OpenVPN server/client, Surfshark and NordVPN, Wireguard VPN server/client and robust hybrid VPN (IPSec/GRE/PPTP/L2TP), IPv6, SNMP, PLANET Easy-DDNS, Captive Portal, RADIUS, SD-WAN, supports Cloud-based CloudNMS, on-premise NMS controller and mobile app central management, MQTT) | 333.824 | 292.096 | 271.232 | 250.368
| VR-300 | Enterprise 5-Port 10/100/1000T VPN Security Router and AP Controller (Dual-WAN Failover and Load Balancing, Cyber Security, SPI Firewall, IPv4/IPv6 Filtering, Content Filtering, DoS Attack Prevention, Port Range Forwarding, Router mode and Layer 3 OSPF/RIP dynamic routing, 802.1Q VLAN, Multiple session OpenVPN server/client, Surfshark and NordVPN, Wireguard VPN server/client and robust hybrid VPN (IPSec/GRE/PPTP/L2TP), IPv6, SNMP, PLANET Easy-DDNS, High Availability, AP Controller with AP auto-discovery/Grouping/batch provisioning/floor map, Captive Portal, RADIUS, SD-WAN, supports Cloud-based CloudNMS, on-premise NMS controller and mobile app central management, MQTT) | 459.008 | 401.632 | 372.944 | 344.256
| XVR-800 | Enterprise Dual 10G VPN Security Router with 4-Port 10/100/1000T (1-port 10G RJ45 WAN/LAN, 1-port 10G SFP+ WAN/LAN, Dual-WAN Failover and Load Balancing, High Availability, SD-WAN, SPI Firewall, DoS Attack Prevention, Secure Boot, Router mode and Layer 3 OSPF/RIP dynamic routing, 802.1Q VLAN, Multiple session OpenVPN server/client, Surfshark and NordVPN, Wireguard VPN server/client and robust hybrid VPN (IPSec/GRE/PPTP/L2TP), supports Cloud-based CloudNMS, on-premise NMS controller and mobile app central management, MQTT, SNMP, AP Controller, Captive Portal, RADIUS and cybersecurity with PQC and hardware-based TRNG features) | 933.664 | 816.956 | 758.602 | 700.248
| XVR-800BE | Enterprise Dual 10G VPN Security Gateway with Wi-Fi 7 5100BE with 4-Port 10/100/1000T (1-port 10G RJ45 WAN/LAN, 1-port 10G SFP+ WAN/LAN, 2.4GHz and 5GHz Dual Band concurrent; Dual-WAN Failover and Load Balancing, High Availability, SD-WAN, SPI Firewall, DoS Attack Prevention, Secure Boot, Router mode and Layer 3 OSPF/RIP dynamic routing, 802.1Q VLAN, Multiple session OpenVPN server/client, Surfshark and NordVPN, Wireguard VPN server/client and robust hybrid VPN (IPSec/GRE/PPTP/L2TP); supports centralized Cloud-based CloudNMS, on-premises NMS controller and mobile app-based management, MQTT; SNMP, AP Controller, Captive Portal, RADIUS and cybersecurity with PQC and hardware-based TRNG features) | 1241.408 | 1086.232 | 1008.644 | 931.056
| XVR-800BE-NR | Enterprise 5G NR Cellular + Wi-Fi 7 5100BE + Dual 10G VPN Security Gateway with 4-Port 10/100/1000T (Sub-6 5G NR Global Band, compatible with 4G LTE, 1 SIM Card Slot, 1-port 10G RJ45 WAN/LAN, 1-port 10G SFP+ WAN/LAN, 2.4GHz and 5GHz Dual Band concurrent; Dual-WAN Failover and Load Balancing, High Availability, SD-WAN, SPI Firewall, DoS Attack Prevention, Secure Boot, Router mode and Layer 3 OSPF/RIP dynamic routing, 802.1Q VLAN, Multiple session OpenVPN server/client, Surfshark and NordVPN, Wireguard VPN server/client and robust hybrid VPN (IPSec/GRE/PPTP/L2TP); supports centralized Cloud-based CloudNMS, on-premises NMS controller and mobile app-based management, MQTT; SNMP, AP Controller, Captive Portal, RADIUS and cybersecurity with PQC and hardware-based TRNG features) | 2057.712 | 1800.498 | 1671.891 | 1543.284
| CoreTrust Key | PUF-Powered FIDO2 Security Key for Zero Trust Access (Hardware-Rooted Zero Trust Access, FIDO2-certified Multi-Factor Authentication (MFA) and passkey for multi-layered protection in Windows, macOS, Google, Facebook, Microsoft 365, supporting PLANET ZT-800 series Zero Trust Router and CloudNMS secure login) | 130.4 | 114.1 | 105.95 | 97.8
| ZT-800 | Enterprise Dual 10G Zero Trust Security Router with 4-Port 10/100/1000T (1-port 10G RJ45 WAN/LAN, 1-port 10G SFP+ WAN/LAN, Zero Trust Access Control, supports FIDO2, Passkeys, TOTP, certificates, USB security keys, mobile QR code login and Windows Hello biometric authentication; Zero-Trust Network Access (ZTNA); Dual-WAN Failover and Load Balancing, High Availability, SD-WAN, SPI Firewall, DoS Attack Prevention, Secure Boot, Router mode and Layer 3 OSPF/RIP dynamic routing, 802.1Q VLAN, Multiple session OpenVPN server/client, Surfshark and NordVPN, Wireguard VPN server/client and robust hybrid VPN (IPSec/GRE/PPTP/L2TP), supports Cloud-based CloudNMS, on-premise NMS controller and mobile app central management, MQTT, SNMP, AP Controller, Captive Portal, RADIUS and cybersecurity with PQC and hardware-based TRNGfeatures) | 1006.688 | 880.852 | 817.934 | 755.016
| CSG-800 | Enterprise Dual 10G Cybersecurity Security Gateway with 4-Port 10/100/1000T (1-port 10G RJ45 WAN/LAN, 1-port 10G SFP+ WAN/LAN, IDS/IPS built-in, Layer 7 DPI-ready, security log and report, auto signature update, Zero Trust Access Control, supports FIDO2, Passkeys, TOTP, certificates, USB security keys, mobile QR code login and Windows Hello biometric authentication; Zero-Trust Network Access (ZTNA); Dual-WAN Failover and Load Balancing, High Availability, SD-WAN, SPI Firewall, DoS Attack Prevention, Secure Boot, Router mode and Layer 3 OSPF/RIP dynamic routing, 802.1Q VLAN, Multiple session OpenVPN server/client, Surfshark and NordVPN, Wireguard VPN server/client and robust hybrid VPN (IPSec/GRE/PPTP/L2TP), supports Cloud-based CloudNMS, on-premise NMS controller and mobile app central management, MQTT, SNMP, AP Controller, Captive Portal, RADIUS and cybersecurity with PQC and hardware-based TRNG features) | 1272.704 | 1113.616 | 1034.072 | 954.528
| CSG-800BE | Enterprise Dual 10G Cybersecurity Security Gateway with Wi-Fi 7 5100BE (1-port 10G RJ45 WAN/LAN, 1-port 10G SFP+ WAN/LAN, 2.4GHz and 5GHz Dual Band concurrent, IDS/IPS built-in, Layer 7 DPI-ready, security log and report, auto signature update, Zero Trust Access Control, supports FIDO2, Passkeys, TOTP, certificates, USB security keys, mobile QR code login and Windows Hello biometric authentication; Zero-Trust Network Access (ZTNA); Dual-WAN Failover and Load Balancing, High Availability, SD-WAN, SPI Firewall, DoS Attack Prevention, Secure Boot, Router mode and Layer 3 OSPF/RIP dynamic routing, 802.1Q VLAN, Multiple session OpenVPN server/client, Surfshark and NordVPN, Wireguard VPN server/client and robust hybrid VPN (IPSec/GRE/PPTP/L2TP); supports centralized Cloud-based CloudNMS, on-premises NMS controller and mobile app-based management, MQTT; SNMP, AP Controller, Captive Portal, RADIUS and cybersecurity with PQC and hardware-based TRNG features) | 1559.584 | 1364.636 | 1267.162 | 1169.688
| FRT-401 | FTTx Internet Fiber Router (100BASE-FX SC Mutli-mode, 4-port 10/100TX, Router and Bridge mode, NAT and SPI firewall, SNNPv1/v2c supports) | 151.264 | 132.356 | 122.902 | 113.448
| VR-300F | Enterprise 1-Port 1000X SFP + 4-Port 10/100/1000T VPN Security Router and AP Controller (Dual-WAN Failover and Load Balancing, Cyber Security, SPI Firewall, IPv4/IPv6 Filtering, Content Filtering, DoS Attack Prevention, Port Range Forwarding, Router mode and Layer 3 OSPF/RIP dynamic routing, 802.1Q VLAN, Multiple session OpenVPN server/client, Surfshark and NordVPN, Wireguard VPN server/client and robust hybrid VPN (IPSec/GRE/PPTP/L2TP), IPv6, SNMP, PLANET Easy-DDNS, High Availability, AP Controller with AP auto-discovery/Grouping/batch provisioning/floor map, Captive Portal, RADIUS, SFP DDM, SD-WAN, supports Cloud-based CloudNMS, on-premise NMS controller and mobile app central management, MQTT) | 359.904 | 314.916 | 292.422 | 269.928
| VR-300W5 | Wi-Fi 5 AC1200 Dual Band VPN Security Router and AP Controller (1200Mbps 802.11ac Wave 2, 2.4GHz and 5GHz Dual Band concurrent, 5-Port 10/100/1000T, Dual-WAN Failover and Load Balancing, Cyber Security, SPI Firewall, IPv4/IPv6 Filtering, Content Filtering, DoS Attack Prevention, SSL VPN and robust hybrid VPN (IPSec/GRE/PPTP/L2TP), IPv6, SNMP, PLANET Easy-DDNS, High Availability, AP Controller with AP auto-discovery/Grouping/batch provisioning/floor map, Captive Portal, RADIUS, SD-WAN, supports CloudViewer app and MQTT) | 466.832 | 408.478 | 379.301 | 350.124
| VR-300W6 | Wi-Fi 6 AX1800 Dual Band VPN Security Router and AP Controller (1800Mbps 802.11ax, 2.4GHz and 5GHz Dual Band concurrent, 5-Port 10/100/1000T, Dual-WAN Failover and Load Balancing, Cyber Security, SPI Firewall, IPv4/IPv6 Filtering, Content Filtering, DoS Attack Prevention, SSL VPN and robust hybrid VPN (IPSec/GRE/PPTP/L2TP), IPv6, SNMP, PLANET Easy-DDNS, High Availability, AP Controller with AP auto-discovery/Grouping/batch provisioning/floor map, Captive Portal, RADIUS, SD-WAN, supports CloudViewer app and MQTT) | 599.84 | 524.86 | 487.37 | 449.88
| VR-300W6A | Wi-Fi 6 AX2400 2.4GHz/5GHz VPN Security Router and AP Controller (2400Mbps 802.11ax, 5-Port 10/100/1000T, Dual-WAN Failover and Load Balancing, Cyber Security, SPI Firewall, IPv4/IPv6 Filtering, Content Filtering, DoS Attack Prevention, SSL VPN and robust hybrid VPN (IPSec/GRE/PPTP/L2TP), IPv6, SNMP, PLANET Easy-DDNS, High Availability, AP Controller with AP auto-discovery/Grouping/batch provisioning/floor map, Captive Portal, RADIUS, SD-WAN, supports CloudViewer app and MQTT) | 625.92 | 547.68 | 508.56 | 469.44
| VR-300FW-NR | 5G NR Cellular + Wi-Fi 6 AX1800 Dual Band + 1-Port 1000X SFP VPN Security Router and AP Controller (Sub-6 5G NR Global Band, compatible with 4G LTE, 1 SIM Card Slot, 1800Mbps 802.11ax, 2.4GHz and 5GHz Dual Band concurrent, 5-Port 10/100/1000T, Dual-WAN Failover and Load Balancing, Cyber Security, SPI Firewall, IPv4/IPv6 Filtering, Content Filtering, DoS Attack Prevention, SSL VPN and robust hybrid VPN (IPSec/GRE/PPTP/L2TP), IPv6, SNMP, PLANET Easy-DDNS, High Availability, AP Controller with AP auto-discovery/Grouping/batch provisioning/floor map, Captive Portal, RADIUS, SD-WAN, SFP DDM, supports CloudViewer app and MQTT) | 1215.328 | 1063.412 | 987.454 | 911.496
| VR-300P | Enterprise 4-Port 10/100/1000T 802.3at PoE + 1-Port 10/100/1000T VPN Security Router and AP Controller (Dual-WAN Failover and Load Balancing, Cyber Security, SPI Firewall, IPv4/IPv6 Filtering, Content Filtering, DoS Attack Prevention, Port Range Forwarding, Router mode and Layer 3 OSPF/RIP dynamic routing, 802.1Q VLAN, Multiple session OpenVPN server/client, Surfshark and NordVPN, Wireguard VPN server/client and robust hybrid VPN (IPSec/GRE/PPTP/L2TP), IPv6, SNMP, PLANET Easy-DDNS, High Availability, AP Controller with AP auto-discovery/Grouping/batch provisioning/floor map, Captive Portal, RADIUS, IEEE 802.3at PoE+ with PD alive check/schedule management, 120W PoE budget, SD-WAN, supports Cloud-based CloudNMS, on-premise NMS controller and mobile app central management, MQTT ) | 412.064 | 360.556 | 334.802 | 309.048
| VR-300FP | Enterprise 1-Port 1000X SFP + 4-Port 10/100/1000T 802.3at PoE VPN Security Router and AP Controller (Dual-WAN Failover and Load Balancing, Cyber Security, SPI Firewall, IPv4/IPv6 Filtering, Content Filtering, DoS Attack Prevention, Port Range Forwarding, Router mode and Layer 3 OSPF/RIP dynamic routing, 802.1Q VLAN, Multiple session OpenVPN server/client, Surfshark and NordVPN, Wireguard VPN server/client and robust hybrid VPN (IPSec/GRE/PPTP/L2TP), IPv6, SNMP, PLANET Easy-DDNS, High Availability, AP Controller with AP auto-discovery/Grouping/batch provisioning/floor map, Captive Portal, RADIUS, SFP DDM, IEEE 802.3at PoE+ with PD alive check/schedule management, 120W PoE budget, SD-WAN, supports Cloud-based CloudNMS, on-premise NMS controller and mobile app central management, MQTT) | 490.304 | 429.016 | 398.372 | 367.728
| VR-300PW5 | Wi-Fi 5 AC1200 Dual Band VPN Security Router and AP Controller with 4-Port 802.3at PoE+ (1200Mbps 802.11ac Wave 2, 2.4GHz and 5GHz Dual Band concurrent, 5-Port 10/100/1000T, 120W PoE Budget, Dual-WAN Failover and Load Balancing, Cyber Security, SPI Firewall, IPv4/IPv6 Filtering, Content Filtering, DoS Attack Prevention, SSL VPN and robust hybrid VPN (IPSec/GRE/PPTP/L2TP), IPv6, SNMP, PLANET Easy-DDNS, High Availability, AP Controller with AP auto-discovery/Grouping/batch provisioning/floor map, Captive Portal, RADIUS) | 542.464 | 474.656 | 440.752 | 406.848
| VR-300PW6 | Wi-Fi 6 AX1800 Dual Band VPN Security Router and AP Controller with 4-Port 802.3at PoE+ (1800Mbps 802.11ax, 2.4GHz and 5GHz Dual Band concurrent, 5-Port 10/100/1000T, 120W PoE Budget, Dual-WAN Failover and Load Balancing, Cyber Security, SPI Firewall, IPv4/IPv6 Filtering, Content Filtering, DoS Attack Prevention, SSL VPN and robust hybrid VPN (IPSec/GRE/PPTP/L2TP), IPv6, SNMP, PLANET Easy-DDNS, High Availability, AP Controller with AP auto-discovery/Grouping/batch provisioning/floor map, Captive Portal, RADIUS,SD-WAN, supports CloudViewer app and MQTT) | 615.488 | 538.552 | 500.084 | 461.616
| VR-300PW6A | Wi-Fi 6 AX2400 2.4GHz/5GHz VPN Security Router and AP Controller with 4-Port 802.3at PoE+ (2400Mbps 802.11ax, 5-Port 10/100/1000T, 120W PoE Budget, Dual-WAN Failover and Load Balancing, Cyber Security, SPI Firewall, IPv4/IPv6 Filtering, Content Filtering, DoS Attack Prevention, SSL VPN and robust hybrid VPN (IPSec/GRE/PPTP/L2TP), IPv6, SNMP, PLANET Easy-DDNS, High Availability, AP Controller with AP auto-discovery/Grouping/batch provisioning/floor map, Captive Portal, RADIUS, SD-WAN, supports CloudViewer app and MQTT) | 641.568 | 561.372 | 521.274 | 481.176
Single-Pair Ethernet
| SPE-1SP1T | IP30 Industrial 1-Port 10BASE-T1L + 1-Port 10/100BASE-TX Single-Pair Ethernet Media Converter (IEC 63171-2 SPE connector, 10Mbps Ethernet communications up to 1000m, -40~75 degrees C, 9~48V DC) | 281.664 | 246.456 | 228.852 | 211.248
| SPE-1SP1T-TB | IP30 Industrial 10BASE-T1L Terminal Block SPE to 10/100BASE-TX Media Converter (Terminal block connector, 10Mbps Ethernet communications up to 1000m, -40~75 degrees C, 9~48V DC) | 281.664 | 246.456 | 228.852 | 211.248
Home Automation Solution
| HAC-1000E | Home Automation Z-Wave Control Gateway (ETSI 868.42MHz), Z-Wave Plus™, Free Andriod/iOS APP: Cloud Home available for device control | 208.64 | 182.56 | 169.52 | 156.48
| HAC-1000A | Home Automation Z-Wave Control Gateway (FCC 908.42MHz), Z-Wave Plus™, Free Andriod/iOS APP: Cloud Home available for device control | 208.64 | 182.56 | 169.52 | 156.48
| VTS-700WP | 7-inch SIP Indoor Touch Screen PoE Video Intercom with Built-in Wi-Fi, IETF SIP 2.0, HD/Opus Audio, 1080p@30fps, H.264 Video, PoE, 8 alarm input, Hardware AEC, built-in 2.4G/5GHz Wi-Fi, QoS, STUN, VPN, TLS, Caller ID, 5-Way Conference, Auto Provision, TR-069, PLANET DDNS | 177.344 | 155.176 | 144.092 | 133.008
| HDP-1261PT | 1080p SIP Vandalproof Door Phone with RFID and PoE: IETF SIP, 2 SIP Lines, 802.3af/at PoE, H.264, 1080p@30fps, HD Voice, OpenVPN, STUN, TR069, VLAN, ONVIF, AEC, RFID, IR-3~5meter, Door locks switch relay, IP66, IK10, Tamperproof protection, -40~70 C. | 414.672 | 362.838 | 336.921 | 311.004
| HDP-5260PT | 720p SIP Multi-unit Apartment Vandalproof Door Phone with RFID and PoE: IETF SIP, 2 SIP Lines, 802.3af POE, H.263/H.264, 720p@30fps, HD Voice, QoS, VPN, VLAN, SNMP, IPv6, TR069, AEC, Noise reduction, RFID, Door locks switch relay, IP65, IK10, -40~70 C. | 959.744 | 839.776 | 779.792 | 719.808
| HDP-5261PT | 1080p SIP Multi-unit Vandalproof Door Phone with RFID and PoE: IETF SIP, 2 SIP Lines, 802.3at PoE, H.264, 1080p@30fps, HD Voice, OpenVPN, STUN, TR069, VLAN, ONVIF, AEC, RFID, IR-3~5meter, Door locks switch relay, IP66, IK10, Tamperproof protection, -40~70 C. | 516.384 | 451.836 | 419.562 | 387.288
H.A. Accessories
| HZS-100E | PIR sensor (ETSI-868.42MHz). Z-Wave Plus™, 120 Degree Horizontal Angle Coverage, 2~10 meter Motion Range, Temperature, LED Status Indicator, Low battery detection | 62.592 | 54.768 | 50.856 | 46.944
| HZS-100A | PIR sensor (FCC-908.42MHz). Z-Wave Plus™, 120 Degree Horizontal Angle Coverage, 2~10 meter Motion Range, Temperature, LED Status Indicator, Low battery detection | 46.944 | 41.076 | 38.142 | 35.208
| HZS-300E | 4-in-1 Multi-Sensor (ETSI-868.42MHz). Z-Wave Plus™, Illumination, Temperature, Humid, Door/Window, Magnetic separation trigger, Hidden tamper prevention trigger, LED Status Indicator, Low battery detection | 75.632 | 66.178 | 61.451 | 56.724
| HZS-300A | 4-in-1 Multi-Sensor (FCC-908.42MHz). Z-Wave Plus™, Illumination, Temperature, Humid, Door/Window, Magnetic separation trigger, Hidden tamper prevention trigger, LED Status Indicator, Low battery detection | 52.16 | 45.64 | 42.38 | 39.12
Power Line Communication (PLC)
| PL-104U-EU | Wall-Mount USB to Power Line Adapter (EU Type) | 26.08 | 22.82 | 21.19 | 19.56
HDMI Over IP / Digital Signage
| IHD-420PT | Video Wall 4K/60 HDMI & USB over IP Transmitter with PoE (HDMI 2.0, Resolution up to 4K60Hz 4:4:4, 10/100/1000T RJ45 w/ PoE PD, bi-directional USB, IR, RS232 and Audio MIC/Speaker pass-through remote control, 64 channels via DIP switch, 8 x 16 Video Wall, supports one-to-many and many-to-many display groups over IGMP, 1 USB 2.0 type B port) | 709.376 | 620.704 | 576.368 | 532.032
| IHD-420PR | Video Wall 4K/60 HDMI & USB over IP Receiver with PoE (HDMI 2.0, Resolution up to 4K60Hz 4:4:4, 10/100/1000T RJ45 w/ PoE PD, bi-directional USB, IR, RS232 and Audio MIC/Speaker pass-through remote control, 64 channels via DIP switch, 8 x 16 Video Wall, supports one-to-many and many-to-many display groups over IGMP, 4 USB Type A ports) | 701.552 | 613.858 | 570.011 | 526.164
Home Entertainment
| ITB-3001 | Cost Effective IP Set-Top Box | 119.968 | 104.972 | 97.474 | 89.976
| DTR-100D | USB2.0 Digital TV Receiver (DVB-T) | 20.864 | 18.256 | 16.952 | 15.648
| DMA-200 | Digital Media Center - Embedded Browser | 208.64 | 182.56 | 169.52 | 156.48
10/100/1000Mbps, 10G, 100G & POE Ethernet Adapters
| ENW-9701 | PCI Express Gigabit Fiber Optic Ethernet Adapter (SFP) | 109.536 | 95.844 | 88.998 | 82.152
| ENW-9720P | 2-Port 10/100/1000T 802.3at PoE+ PCI Express Server Adapter (60W PoE budget, PCIe x4, -10 to 60 C, Intel Ethernet Controller) | 187.776 | 164.304 | 152.568 | 140.832
| ENW-9740P | 4-Port 10/100/1000T 802.3at PoE+ PCI Express Server Adapter (120W PoE budget, PCIe x4, -10 to 60 C, Intel Ethernet Controller) | 250.368 | 219.072 | 203.424 | 187.776
| ENW-9801 | Single Port 10G Fiber Optic Ethernet Adapter (SFP+, RTL8127ATF controller, Low-profile) | 130.4 | 114.1 | 105.95 | 97.8
| ENW-9803 | 10GBase-T PCI Express Server Adapter, Multi-speed: 10G/5G/2.5G/1G/100M (RJ45 Copper, 100m, Low-profile) | 146.048 | 127.792 | 118.664 | 109.536
| ENW-2QSFP28 | Dual-Port 100Gbps Fiber Optic Ethernet Adapter (QSFP28, intel E810 controller, PCI4 4.0x16, supports Windows Server/Linux/VMware) | 1032.768 | 903.672 | 839.124 | 774.576
Combo KVM Switches
| KVM-210-08 | 8-Port Combo KVM Switch: Up to 64 computers, On Screen Display (OSD), Quick View Setting (QVS), Hotkey, Stackable, 1U rack-mount, Multiplatform–Windows, Linux, Mac, Sun | 302.528 | 264.712 | 245.804 | 226.896
| KVM-210-08M | 17" 8-Port Combo VGA LCD KVM Switch: 1280x1024 video quality, Up to 64 computers, On Screen Display (OSD), Quick View Setting (QVS), Hotkey, Stackable, 1U rack-mount, Multiplatform–Windows, Linux, Mac, Sun | 1298.784 | 1136.436 | 1055.262 | 974.088
| KVM-210-16 | 16-Port Combo KVM Switch: Up to 256 computers, On Screen Display (OSD), Quick View Setting (QVS), Hotkey, Stackable, 1U rack-mount, Multiplatform–Windows, Linux, Mac, Sun | 380.768 | 333.172 | 309.374 | 285.576
| KVM-210-16M | 17" 16-Port Combo VGA LCD KVM Switch: 1280x1024 video quality, Up to 256 computers, On Screen Display (OSD), Quick View Setting (QVS), Hotkey, Stackable, 1U rack-mount, Multiplatform–Windows, Linux, Mac, Sun | 1345.728 | 1177.512 | 1093.404 | 1009.296
Combo KVM Over IP Switches
| IKVM-210-08 | 8-Port Combo IP KVM Switch: Up to 64 computers, On Screen Display (OSD), Quick View Setting (QVS), Hotkey, Stackable, 1U rack-mount, Multiplatform–Windows, Linux, Mac, Sun | 858.032 | 750.778 | 697.151 | 643.524
| IKVM-210-08M | 17" 8-Port Combo VGA LCD IP KVM Switch: 1280x1024 video quality, Up to 64 computers, On Screen Display (OSD), Quick View Setting (QVS), Hotkey, Stackable, 1U rack-mount, Multiplatform–Windows, Linux, Mac, Sun | 1815.168 | 1588.272 | 1474.824 | 1361.376
| IKVM-210-16 | 16-Port Combo IP KVM Switch: Up to 256 computers, On Screen Display (OSD), Quick View Setting (QVS), Hotkey, Stackable, 1U rack-mount, Multiplatform–Windows, Linux, Mac, Sun | 980.608 | 858.032 | 796.744 | 735.456
| IKVM-210-16M | 17" 16-Port Combo VGA LCD IP KVM Switch: 1280x1024 video quality, Up to 256 computers, On Screen Display (OSD), Quick View Setting (QVS), Hotkey, Stackable, 1U rack-mount, Multiplatform–Windows, Linux, Mac, Sun | 1898.624 | 1661.296 | 1542.632 | 1423.968
KVM Accessories
| KVM-KC1-1.8 | 1.8M USB KVM Cable | 11.736 | 10.269 | 9.5355 | 8.802
| KVM-KC1-3 | 3.0M USB KVM Cable | 14.344 | 12.551 | 11.6545 | 10.758
| KVM-KC1-5 | 5.0M USB KVM Cable | 16.952 | 14.833 | 13.7735 | 12.714
Power Management over IP
| IPM-8221 | IP-based 8-port Switched Power Manager with 2 Cascaded Ports (AC 100-240V, 16A max. input, 8 IEC C13 outlet 10A max. output, LCD Displays, provides external temperature and humidity sensor, Web and SNMP remote management, supports central management up to 255 PDUs via cascade ports, intelligent power threshold, schedule, delay and alive check, email and SNMP trap alert ) | 563.328 | 492.912 | 457.704 | 422.496
| IPM-8222 | IP-based 8-port Switched Power Manager (AC 100-240V, 16A max. input, 8 IEC C13 outlet 10A max. output, LED displays, built-in temperature and humidity sensor, built in lightning protection circuit, anti voltage surge circuit, Web and SNMP remote management, intelligent power threshold, schedule, delay and alive check, email and SNMP trap alert ) | 464.224 | 406.196 | 377.182 | 348.168
| IPM-16230 | Vertical IP-based 16-port Switched Power Manager with 2 Cascaded Ports (AC 100-240V, 32A max. input, IEC60309 receptacle, 16 IEC C13 outlet 10A max. output, LCD Display, provides 1 Temp./Humidity Sensor, 6 RJ11 Ports for 3 DI, 2DO & 1 reserved, Web and SNMP remote management, supports central management up to 255 PDUs via cascade ports, intelligent power threshold, schedule, delay and alive check, email and SNMP trap alert ) | 985.824 | 862.596 | 800.982 | 739.368
Ethernet Lighting Arrestor
| ELA-100 | Ethernet Lightning Arrestor | 46.944 | 41.076 | 38.142 | 35.208

## Снятые
Removed | Replacement
2014 Dec.
FGSD-1022P | FGSD-1022HP or WGSD-10020HP
POE-151S | POE-152S
ISW-1022MPT | IGS-10020PT
NVR-420 | HDVR-430 or NVR-915
ADE-4400A | By Project, MOQ: 5K
CV3-JS100 | N/A
2015 Jan.
GTP-802 | GTP-805A + MGB-SX
GTP-802S | GTP-805A + MGB-LX
NVR-810 | NVR-915
NVR-1610 | NVR-1615
2015 Feb.
FGSD-1022HP | WGSD-10020HP / FGSD-1008HPS (new)
WGSW-28040P4 | GS-4120-24PL4C
ICA-HM101W | ICA-W1200
IAD-200B/ WB | N/A
WNAP-1120PE | WNAP-C3220
WL-3560 | N/A
WNAP-7300 | WNAP-7325 / WNAP-7320
VIP-254NT | N/A
VIP-362WT | N/A
KVM-DCB-3 | KVM-DCB-1.8
2015 Mar.
NAS-7850 | NAS-7450
POE-1200P2 | POE-1200G
FGSW-2620PVM | GS-4210-24P4C or FGSW-2624HPS4 (New)
FGSW-2620VMP4 | GS-4210-24PL4C or FGSW-2624HPS4 (New)
FGSW-2612PVM | FGSW-2624HPS4 (New)
2015 April
SGSW-24040R | SGSW-24040 ; WGSW-24040R ; SGS-5220-24T2X
WGSW-28040P | GS-4210-24LP4C
WGSW-2620HP | GS-4210-24PL4C
WNRT-300G | WNRT-617G or WNRT-300
ICA-HM131 | ICA-4200
NAS-7450 | N/A
NAS-78RPS | N/A
DKVM-1708 | IKVM-17080
DKVM-1716 | IKVM-17160
2015 May
VIP-256PT | VIP-1010PT ; VIP-2020PT
GSW-2404SF | GS-4210-24T2S ; WGSW-28040
WDL-U700 | WDL-U600AC
PL-701-EU | PL-702-EU
2015 June
GSD-800S | GSD-1020S
SGSW-24040 | WGSW-24040 ; SGS-5220-24T2X
ICA-HM127 | ICA-2200 ; ICA-2500
WDRT-750AC | WDRT-1200AC
2015 July
IKVM-17160 | IKVM-17080
DKVM-PS8 | N/A
DKVM-CF8 | N/A
DKVM-CF16 | N/A
AND-4101A | AND-4102A
GSW-1602SF | GS-4210-16T2S
IVS-H125 | IVS-H125P
VIP-880 | VGW-804
2015 Aug
VIP-880FO | VGW-880FO
ICA-4230S | ICA-4130S
CAM-IVP55V-PA | N/A
WNAP-6305 | WNAP-6315
NAS-7410 | N/A
FT-807 | N/A
FSD-624SF-SMI | N/A
2015 Sep
VIP-880FS | VGW-800FS
ICA-1200 | ICA-W1200; New model
ICA-HM136 | ICA-5250V
GRT-402 | N/A
WTV-3000-FCC | N/A
WTV-3000-ETS | N/A
2015 Oct.
POE-1200 | POE-1200G
IGSW-2840 | IGSW-24040T; IGS-20040MT
WPG-130N | WPG-210N/WIPG-300H
ICA-H652-PA-220 | ICA-HM620-220
CV3P-4/8/16/36/64 | NVR series
CV3-M1024 | CV3-M256 (Free of Charge)
GRT-101 | N/A
IKVM-17080 | N/A
2015 Nov.
ICA-HM316W | ICA-W3250V
NVR-3280 (8bay) | NVR-3250 (4bay); New 8 bay model is going to release in 2016 Jan.
WNL-U555HA | N/A
ENW-9605 | N/A
2015 Dec.
GSD-802PS | GS-4210-8P2S
FRT-405N | FRT-415N
ADE-3400A | ADN-4102A
ANT-FP15AD | ANT-FP14AD
WDL-U600AC-ETS | WDL-U600AC-FCC or WDL-U601AC
ICA-W1200 | New Model (under development)
2016 Jan.
WNL-U556M | WDL-U601AC
2016 Feb.
VC-205-KIT | VC-203PT; VC-203PR LRP-Series
NVR-3210 | NVR-3250
CAM-IR338-PA CAM-IR338-NT | N/A
UMG-2000/2100/2200 | N/A
DVC-400/800/DOM4/DOM8/IO | N/A
ICA-2200 | ICA-2500 ICA-HM312 ICA-3250V
2016 March.
MH-3400 | New Model (under development)
SGSW-24240 | 1. SGSW-24240R 2. Stackable: SGS-5220-24S2X/R 3. Standalon: GS-5220-16S8C/R
VC-203PR | LRP-Series
CAM-IR-560V-NT/PA | AHD Cam is under development.
2016 April
WGSW-52040 | SGS-6340-48T4S; GS-5220-48T4X ; GS-2240-48T4X ; GS-4210-48T4S
ICA-3350P | ICA-3250V/ICA-3550V
IPX-1000 | IPX-2100
2016 May
IPX-1000 | IPX-330/IPX-2100/IPX-2500
ICA-2500 | ICA-3250V/ ICA-3550V
FRT-405 | FRT-401/FRT-415N
NVR-3250 | NVR-3685
VIP-157 | VIP-156/VIP-157S
SGSW-24240R | GS-5220-16S8CR MGSW-28240F SGS-6340-20S4C4X SGS-5220-24S2XR
WNAP-C3220 | WNAP-C3220A
IPM-12002 | IPM-4220/8220/16120
2016 June
ICA-3200 | ICA-3110
PL-502P | New Model (under development)
FPS-3300 | N/A
XGS3-M24GX | XGS3-M16C8S
XGS3-S24G | XGS3-S16C8S4X
XGS3-S4XG | XGS3-S16C8S4X
2016 July
ENW-9702 | ENW-9701
WDL-U600AC-FCC | WDL-U601AC
IAP-2000PS | IAP-2000PE+POE-400
IHD-200T | IHD-200PT
IPX-21PR | N/A
2016 Aug. => No EOL items
2016 September
WNAP-6308 | WNAP-6315
ICA-3550V | ICA-E3550; ICA-M3380P; New Model
WNL-U554A | WDL-U601AC
IAP-2000PE | IAP-2001PE; New Model
2016 October
FSD-808P | FSD-808HP
GSD-808HP2 (8 ports GbE PoE w/240W power budget) | *8 ports GbE PoE GSD-808HP GS-4210-8P2S GSD-1002VHP (LCD monitor panel) *8 ports GbE PoE w/240W PoE Budget GS-4210-8P2T2S GS-5220-8P2T2S * Cost-Effetive 16 port GbE w/220W PoE Budget GSW-1600HP
POE-2400P4 | POE-2400G
MTB-XSR | N/A
MTB-XLR | N/A
WNRT-627 | WNRT-617 WNRT-617G WNRT-633 WNRT-731U
VIP-281FS | 2ports order by MOQ VIP-1680/2480
VIP-281
VIP-1680/FO/FS
VIP-2480/FO/FS
ICA-5250 | New model under development; ICA-5150; ICA-4250
CAM-IR138-PA | CAM-AHD325; CAM-AHD-425
2016 November
IGS-6330-24T4S | IGS-5225-20T4C2X, IGSW-24040T, SGS-6340-24T4S, XGS3-24042
IAP-2001PE | WDAP-W7200AC; New Model
WDAP-C7400 | WDAP-C1750, WDAP-C7200AC
SG-4800 | CS-2001, MH-2300
2016 December
POE-2400 | POE-2400G
WNAP-1110 | WNRT-617, WNRT-633, WNAP-1260, WNAP-C3220A
WNAP-W2200 | WNAP-W2201A
IPX-21BR | N/A
ICA-H652-NT-110 ICA-H652-NT-220 | ICA-HM620-110 ICA-HM620-220
FGSW-4840S | GS-4210-48T4S
2017 January
XGSW-28040 | GS-5220-20T4C4X/GS-5220-20T4C4XR
FSD-1606 | GSD-1603
FGSW-1828PS | FGSD-1008HPS ; FGSW-1816HPS ;
GT-902/902S GT-906A15/GT-906B15 GT-906A60/GT-906B60 | GT-905 +SFP module
VIP-2020PT | VIP-1120PT/ VIP-2140PT
VIP-EXT-40 | VIP-EXT-26 + VIP-5060PT
ICA-5250V | ICA-5550V/ ICA-5260V/ICA-4250
ICA-5350V | ICA-5550V/ ICA-M5380P
IHD-200R | IHD-200PR
2017 February
WNRT-633 | WDRT-1200AC; WNRT-617/617G; WDRT-731U ; WNRT-300
2017 March
FGSD-910P | FGSD-910HP; FGSD-1022VHP; GSD-908HP
VIP-1010PT | VIP-1120PT/ VIP-2140PT
IVS-2120 | IVS-H125P; HDVR-430/HDVR-830/HDVR-1630
2017 April
FGSW-2840 | GS-4210-24T2S ; WGSW-28040
POE-152S | POE-162S
WNRT-617 | WDRT-1200AC; WNRT-617G; WDRT-731U ; WNRT-300
ICA-4200 | ICA-5150, ICA-4250, ICA-4200V
ICA-3150 | ICA-3250, ICA-3110
FPS-1101 | N/A
2017 May
WDRT-731U | WDRT-1200AC
ICA-4500V | ICA-M4320P, ICA-E5550V
XDL-2420R | VDL-2420M, IDL-2402
IHD-200PT | IHD-210PT, IHD-410PT
ICA-8350 | ICA-E8550
WNAP-6315 | WNAP-6325, WNAP-6335
ICA-5550V | ICA-E5550V
2017 June
EPN-402NV | EPN-110 + FRT-415N, EPN-110 + WDRT-1200AC
ICA-3110 | ICA-HM312, ICA-3250
WNAP-1260 | WRE-1200, PL-501W, WNRT-300.
IVS-H125P | HDVR-430, HDVR-830, HDVR-1630
ICA-4150 | ICA-4250, ICA-5150
AND-4102 | VDR-301N
2017 July
GSD-803PD | GSD-1002M
FNSW-1608PS | FGSW-1816HPS
VF-102-KIT, VF-101-KIT, VF-102SC-KIT, VF-102S15-KIT, VF-106-KIT | VF-101G-KIT, VF-102G, VF-106G
EPL-2000 | EPL-2220
ANT-YG13 | ANT-OM10A
ICA-HM351 | ICA-3250V
ICA-5260V | ICA-E5550V
ICA-8500 | ICA-W8500
ICA-8200 | ICA-W8200
XRT-401F | N/A
2017 August
WNRT-617G | WDRT-1202AC
WNAP-7350 | WDAP-8350, WNAP-6350
CS-2001 | CS-950
IHD-200PR | N/A
2017 September
FSD-804PS | FGSD-1008HPS or GS-4210-8P2S
FGSW-2620 | GSW-2401
2017 October
ANT-OM5D-KIT | N/A
IVC-2004PT | LRP-104CET
SGSW-24040HP | SGSW-24040P4/ SGS-5220-24P2X
2017 November
FNSW-4800 | GSW-4800
WNAP-6350 | WDAP-8350 and new products
ICA-3250V | ICA-M3380P
ICA-W8200 | ICA-HM830W or ICA-W8500
ICA-5150 | ICA-4250
2017 December
MCU-1400 | N/A
MCU-1900 | N/A
GSW-4800 | GS-2240-48T4X or GS-4210-48T4S
FSD-808HP | FSD-1008HP
WNAP-7320 | WBS-500N
GSD-808HP | GSD-1008HP
2018 January
FGSD-910HP | FGSD-1011HP
POE-400 | HPOE-460
WAP-200N | WAP-500N or WBS-200N
ICA-HM312 | ICA-3250
MH-2300 | CS-950
2018 February
GS-2240-24T4X | GS-2240-48T4X or GS-4210-24T2S
XGSW-28040HP | GS-5220-24P4X
WPG-210N | WIPG-300H
VDR-300NU | VDR-301N
2018 March
WNAP-7325 | WNAP-7335
ICA-4200V | ICA-4210P or ICA-4250
SGS-6340-24P4S | SGS-6341-24P4X
WDRT-1200AC | WDRT-1202AC
WGSW-48040HP | GS-5220-48P4X
VGW-800FO | VGW-400FO
2018 April
WDAP-C7200AC | WDAP-C7200E
WBS-500N | WBS-502N
WNAP-6306 | WNAP-6335
WAPC-2864HP | WS-2864PVR
ANT-GR21 | ANT-FP18
WAP-500N | WAP-552N or WBS-502N
2018 May
NVR-1620 | NVR-1615
VIP-1000T | VIP-1120PT
VIP-1000PT | VIP-1120PT
VIP-5060PT | VIP-6040PT
WDAP-C1750 | WDAP-1750AC or WDAP-C7200E
XGS3-2SFP+ | N/A
VDL-2420M | VC-820M
ANT-FP9 | ANT-FP14D
2018 June
SGS-6340-24T4S | SGS-6341-24T4X
SGS-6340-48T4S | SGS-6341-48T4X
PL-751-EU | PL-702-EU
2018 July
VGW-804 | VGW-402
WNAP-6335 | WAP-252N or WAP-202N
WNAP-C3220A | WNAP-C3220E
VGW-400FS | VGW-800FS
2018 August
GSD-1002VHP | GSD-1222VHP
SGSW-24040P4 | SGS-5220-24P2X
WDAP-W7200AC | WDAP-C7200E
WRE-1200-EU | WRE-1200-US
WRE-1200-UK | WRE-1200-US
VGW-800FS | VGW-402
IDL-2402 | IDL-4802
HTS-1000P | VTS-700P
PL-510W-EU | PL-702-KIT
2018 September
FSD-804P | FSD-604HP or GSD-804P
ICA-W8100-CLD | ICA-W8100
ICA-M5380P | ICA-M4320P or ICA-E5550V
WNAP-W2201A | WNAP-W2200UE
WAPC-1232HP | WS-1232P
VGW-400FO | VGW-402
2018 October
VIP-6040PT | VIP-2140PT
ICA-3260 | ICA-E3550V or ICA-M3380P
ICA-W3250V | ICA-E3550V or ICA-M3380P
PL-702-KIT | N/A
PL-802-KIT | N/A
EPN-103 | EPN-110
WNAP-7335 | WAP-552N or WBS-502N
2018 November
MGB-L50 | MGB-L40 or MGB-L80
MGB-L70 | MGB-L80
MGB-LA60 | MGB-LA40 or MGB-LA80
MGB-LB60 | MGB-LB40 or MGB-LB80
MGB-TL70 | MGB-TL80
MGB-TLA60 | MGB-TLA80
MGB-TLB60 | MGB-TLB80
VGW-402 | VGW-410FS
ICA-2250VT | ICA-E3550V or ICA-M3380P
HZS-531A-US | N/A
HZS-532E-DE | N/A
IDL-4802 | VC-820M
2018 December
SGS-6340-20S4C4X | SGS-6341-16S8C4XR
ANT-SE18 | N/A
ANT-FP23A | ANT-FP18A
HDVR-1630 | HDVR-830
2019 January
SGS-6340-16XR | XGS-6350-12X8TR
MGB-TL30 | MGB-TL40
ICA-4210P | ICA-M4320P
2019 February
GSW-1222VUP | GS-5220-8UP2T2X
WGSW-28040 | GS-4210-24T2S or WGSW-24040
FT-1205A | GT-1205A
BSP-300 | BSP-360
MGB-L30 | MGB-L40
ICA-M3380P | ICA-3250 or ICA-M4320P
2019 March
FNSW-2400PS | FGSW-2624HPS
VIP-8030NT | N/A
NVR-3685 | NVR-E6480
WRE-1200 | N/A
GS-52201-44S4C | GS-5220-46S2C4X
2019 Apr.
WDL-U601AC | N/A
ANT-SE17A | ANT-SE17AD
WBS-200N | WBS-202N
2019 May
WGSD-10020HP | GS-4210-8P2S or GS-5220-8P2T2S
VC-201A | VC-231 or VC-231G
2019 Jun.
WBS-502AC | WBS-502N; WAP-552N;WDAP-802AC
ADE-SPT | By project discussion
2019 Jul.
HDVR-430 | HDVR-435 or HDVR-830
ICA-E5550V | ICA-E8550 or ICA-4460V
2019 Aug.
VC-230PR | LRP-101CH
VC-203PT | LRP-101CE
IVC-2002 | IVC-234GT
2019 Sep.
VC-202A | VC-232G
2019 Oct
WIPG-300H | N/A
2019 Nov.
IGS-5225-24P4S | IGS-6325-24P4S or IGS-6325-24P4X
WIPG-300H | N/A
ICA-E3550V | ICA-3460V
VPA-100 | N/A
HDP-1100PT | HDP-1160PT
2019 Dec.
WDAP-702AC | WDAP-802AC+ANT-OM5D-KIT*2
IGS-5225-20T4C2X | IGS-6325-20T4C4X
2020 Jan.
IPOE-E172 | IPOE-E302
IPOE-E202 | IPOE-E302
GS-5220-46S2C4X | GS-6320-46S2CXR
HDVR-830 | HDVR-1635
IPM-16120 | IPM-8220
2020 Feb.
NVR-915 | NVR-1615
2020 Mar.
WGSD-10020 | GSD-1020S or WGSW-24040
POE-165S | N/A
ICA-W8500 | ICA-E8550
2020 April.
ICA-M4320P | ICA-3460V
VC-820M | N/A
ICA-E6265 | ICA-E6260
2020 May.
N/A
2020 June.
IPOE-171S | IPOE-173S
FT-905A | GT-905A
2020 July.
VDR-301N | N/A
ANT-OM9 | N/A
2020 August.
WAPC-500 | NMS-500
WAPC-1000 | NMS-1000V
GS-5220-48T4X | SGS-6341-48T4X
2020 September
VGW-410FS | VGW-420FS
VGW-810FS | VGW-820FS
XGS3-PWR150-48 | N/A
XGS3-PWR150-AC | N/A
ICA-E8550 | ICA-HM830W
GS-5220-16UP4S2X | GS-5220-16UP4S2XR
2020 October
POE TESTER | POE TESTER+
FRT-415N | N/A
CS-950 | VR-100
ICA-4250 | ICA-4280
2020 November
ICF-1800 | ICF-1900 plus ICF-CAM80
WDAP-C7200E | WDAP-C7210E
2020 December
GSW-1600HP | GSW-1820HP
GS-5220-48PL4X | GS-5220-48PL4XR
GS-5220-24UP4X | GS-5220-24UP4XR
NVR-1615 | NVR-2500
GS-5220-24P4XR | GS-5220-24PL4XR
GS-5220-24PL4X | GS-5220-24PL4XR
2021 January
GS-5220-48P4XR | GS-5220-48P4X
GS-5220-48PL4X | GS-5220-48PL4XR
IMG-110T | IMG-2100T
SGS-5220-24S2XR | SGS-5240-20S4C4XR
NAS-7103 | N/A
WL-SMA-6 | N/A
2021 February
CAM-AHD325 | CAM-AHD425
WAP-552N | WAP-252N or WDAP-802AC
ICA-3460V | ICA-M3580P
ICA-3250 | ICA-3280 or ICA-A3280
2021 March
WGSW-24040HP | WGSW-24040HP4
GS-5220-16P2XV | GS-5220-16P2XVR
GS-5220-24P4X | GS-5220-24PL4XR
GS-5220-24UP4XVR | GS-5220-24UPL4XVR
GS-5220-20T4C4X | SGS-5240-24T4X
GS-5220-20T4C4XR | SGS-5240-24T4X
IMG-120T | IMG-2100T
ICA-4130S | ICA-4280
WNAP-C3220E | WDAP-C7210E
VIP-156 | VIP-156PE or VIP-157S
2021 April
WAP-252N | WDAP-850AC
WNAP-W2200UE | WDAP-W1200E
CAM-KB300 | N/A
XGS-PWR150-AC | GPL-PWR75-AC
XGS-PWR150-DC | GPL-PWR75-DC
WDAP-W750E | WDAP-W1200E
2021 May
POE-E101 | POE-E201
POE-151 | POE-152
ISW-504PS | ISW-514PSF
ICS-105A | ICA-115A
VIP-156PE | N/A
VIP-157S | N/A
EPL-2220 | EPL-4000
WDAP-802AC | WDAP-850AC
2021 June
ICS-2100 | ICS-2100T
GS-5220-24UP4XR | GS-5220-24UPL4XR
WBS-202N | WBS-502N
WDRT-1202AC | N/A
ICG-2420-LTE-EU | ICG-2510W-LTE-EU or VCG-1500WG-LTE-EU
ICG-2420-LTE-US | ICG-2510W-LTE-US or VCG-1500WG-LTE-US
2021 July
ICG-2420G-LTE-EU | ICG-2510WG-LTE-EU or VCG-1500WG-LTE-EU
ICG-2420G-LTE-US | ICG-2510WG-LTE-US or VCG-1500WG-LTE-US
GS-5220-24UPL4XV | GS-5220-24UPL4XVR
GS-5220-8P2T2X | GS-6320-8P2X
WS-1232P | WS-1032P
FNSW-1600P | FGSD-1821P
WDAP-1750AC-ETS | WDAP-C1800AX
WDAP-1750AC-FCC | WDAP-C1800AX
LRP-201-KIT | LRP-101U-KIT or LRP-101C-KIT
GSD-1603 | GSW-1601
2021 Aug
LRP-201-ET | LRP-101U-KIT or LRP-101C-KIT
GSD-1020S | GS-4210-8T2S
WML-3565 | N/A
POE-164 | POE-163
IGS-5227-6MT | IGS-5227-6MT-X
SGS-5220-24P2X | SGS-5240-24P4X
XGS3-42000R | CS-6306R
XGS3-S20X2Q | CS6-S24S8X
XGS3-S44S4X | CS6-S48S
XGS3-M16C8S | CS6-MCU
XGS3-S16C8S4X | CS6-S24T8X
XGS3-S48G | CS6-S48S
XGS3-PWR-AC | CS6-PWR550-AC
2021 Sep
ISW-804PT-M12 | ISW-808PT-M12
ICA-HM830W | ICA-W8100
GS-5220-24P4XVR | GS-5220-24PL4XVR
WL-SMA-0.6 | N/A
2021 Oct
ICS-100 | ICS-110
ISW-514PSF | ISW-514PTF
2021 Nov
ICS-2105A | ICS-2105AT
GS-5220-16T4S2X | GS-5220-16T2XV
GS-5220-16P2XVR | GS-5220-16UP2XVR
GS-5220-24P4XV | GS-5220-24PL4XV
SGS-5220-24S2XR | SGS-5240-20S4C4XR
2021 Dec
FSD-504HP | FSD-604HP
HDP-1160PT | HDP-1260PT
GS-5220-24UPL4X | GS-5220-24UPL4XR
GS-5220-24UPL4XV | GS-5220-24UPL4XVR
SGS-5220-24T2X | SGS-5240-24T4X
2022 Jan
GS-5220-24UP4XV | GS-5220-24UPL4XVR
GS-5220-24PL4XV | GS-5220-24PL4XVR
WBS-502N | WBS-512AC
WL-N-0.6 | N/A
GS-4210-8P2T2S | GS-4210-8P2C or GS-5220-8P2T2S
2022 Feb
EPL-8000 | GPL-8000
EPL-PWR75-AC | GPL-PWR75-AC
EPL-PWR75-DC | GPL-PWR75-DC
2022 March
WDAP-8350 | WDAP-850AC
GS-2240-48T4S | GS-4210-48T4S
GS-5220-16UP4S2R | GS-5220-24UPL4XR
2022 April
IGT-905A | IGT-900-1T1S
ANT-SE17D | N/A
VIP-2140PT | VIP-1260PT
2022 May
GS-5220-16UP2XVR | GS-5220-24UPL4XVR
GS-5220-24PL4XVR | GS-5220-24UPL4XVR
2022 June
GS-5220-16UP4S2XR | GS-5220-24UPL4XR
IGS-5227-4MP2MT | IGS-5227X-4P2T
2022 August
GT-905A | IGT-900-1T1S or GT-915A
FRT-401 | N/A
FRT-401S15 | N/A
2022 September
ICA-A4280 | ICA-A3280
FGSW-2022VHP | FGSW-1822VHP
2022 October
VC-234G | LRE-104U
IVC-234GT | LRP-104U
2022 November
WL-MF-0.6 | N/A
ICA-A3280 | ICA-3280
2022 December
2023 January
VTS-700P | N/A
GS-5220-16T4S2XR | GS-5220-16T2XVR
2023 February
2023 March
WGSW-24040 | GS-4210-24T4S
2023 April
WGSW-24040R | GS-4210-24T4SR
GS-5220-16T2XV | SGS-5240-24T4X
GS-5220-16T2XVR | SGS-5240-24T4X
2023 May
XGS3-24042 | SGS-6341-24T4X
2023 June
WS-2864PVR | WS-1032P
EPL-4000 | GPL-8000
EPN-110 | GPN-100
GS-5220-48P4S | GS-5220-48PL4XR
GSD-504UP | GSD-1020UP
MGS-5220-8P2X | MGS-6320-8Hp2X
2023 July
ICA-3280 | ICA-3480
IGS-5225-4P2T | IGS-5227X-4P2T
SGS-5240-24T4X | SGS-6310-24T4X
WNRT-300G | N/A
2023 August
NVR-2500 | NVR-2516P or NVR-1600
ICA-4280 | ICA-4480
2023 September
HDP-5240PT | HDP-5260PT or HDP-1260PT
FT-803 | N/A
2023 October
GS-5220-48PL4XR | SGS-6310-48P6XR or GS-6311-48P6X
2023 November
GSD-1121XP | MGS-6311-8P2X
SGS-5240-24P4X | SGS-6310-24P4X or GS-6311-24HP4X
WDAP-C1800AX | WDAP-C3000AX
WGR-500 | VR-300 or WGR-500-4P
FNSW-4800 | GS-4210-48T4S
2023 December
SGS-5240-20S4C4XR | SGS-6310-16S8C4XR or GS-6311-16S8C4XR
SGS-5240-48T4X | SGS-6310-48T4X or GS-6311-48T6X
IPM-4220 | IPM-8220
GS-5220-24PL4XR | GS-6311-24HP4X
2024 January
LRP-104CET | LRP-101C-KIT or LRP-101E-KIT
ICA-E6260 | ICA-HM620
IPX-2500 | IPX-2200
IPM-8220 | IPM-8221
IPM-ESB (for IPM-4220/8220) | N/A
GS-5220-24UPL4XR | GS-5220-24UPL4XVR
HZS-200A/HZS-200E | N/A
VIP-1120PT | VIP-1140PT
2024 February
POE-152 | POE-161 or POE-163
WGSW-20160HP | GS-4210-16P4C
HDP-1260PT | HDP-1261PT
ICA-4460V | ICA-M4580P
IPX-330 | IPX-1102
WDAP-1800AX | WDAP-3000AX
2024 March
GS-4210-8HP2S | GS-4210-8UP2S
GSD-804P | GSD-604HP or GSD-1008HP
2024 April
GS-4210-24HP2C | GS-6311-24HP4Xor GS-4210-24UP4X
IPOE-165 | IPOE-175
WGS-900AC-KIT | WBS-900AC
2024 May
LN501-868M LN501-915M | Ожидаются
2024 June
GS-5220-24UPL4XVR | GS-6320-24UP2T2XV
GS-5220-24T4XVR | GS-5220-24T4XV
GS-5220-16S8C | GS-5220-16S8CR
IPX-21PR | N/A
POE-161 | POE-163
HDVR-1635 | NVR-1600
2024 July
WDAP-W1200E | WDAP-W1800AXU or WDAP-W3000AX (coming soon)
2024 August
WDAP-W1800AXU | WDAP-W3000AX
GSD-603F | GS-2210-8T2S
2024 September
GS-4210-24UP4C | GS-4210-24UP4X
WDAP-850AC | WDAP-3000AX
POE-171 | POE-171A-60
2024 October
LN1152-868M | LN1130 or LN1140
ICA-3480F | ICA-3480 or ICA-M3580P
2024 November
WGR-500-4PV | WGR-500-4P
GS-5220-24T4XV | SGS-6310-24T4X or SGS-6341-24T4X with LCD+PoE: GS-6320-24UP2T2XV
2024 December
GSD-504 | GSD-503
GSW-2824P | GSW-2620HP or GSW-2620VHP
IPX-2100 | IPX-2200
WDRT-1800AX | new model
IHD-410PT | IHD-420PT
NVR-2516P | NVR-1600
2025 January
WGSW-24040HP4 | GS-4210-24PL4C
GSD-804 | GSD-803
ICF-1900 | ICF-2000
2025 February
GS-4210-16UP4C | GS-4210-16UP8T4X
XGS-6350-24X4C | XGS-6350-24X2C
2025 March
HDVR-435 | NVR-1600
2025 APRIL
WGR-500-4P | IVR-300FP
POE-TESTER+ | N/A
2025 May
IHD-410PR | IHD-420 Series (IHD-420PT/ IHD-420PR)
2025 June
ICA-4480 | ICA-3880
SKG-300 | N/A
2025 July
WDAP-C7210E | WDAP-C3000AX or WDAP-C5100BE
SW-804 | FSD-803
2025 August
FNSW-1601 | GSW-1601
LRP-422CST | N/A
WGS-810 | WGS-803
FGSW-2624HPS4 | GS-4210-24PL4C
2025 September
VC-231GF | VC-231G or VC-234G
IHD-210PR | IHD-420 Series
FGSD-2621P | FGSW-2624HPS or FGSW-2511P
ICA-3480 | ICA-3880
LN1152-915M | LN1130 or LN1140
FST-806A20 | GST-806A15 and GST-806B15
FST-806B20
FST-806A60 | GST-806A60 and GST-806B60
FST-806B60
GS-5220-8UP2T2X | GS-4210-16UP8T4X or GS-4210-8UP2S
2025 October
XGS-5240-24X2QR | XGS-6350-24X2C
MGS-6320-8HP2X | MGS-6311-8P2X
2025 November
FGSD-1008HPS | GS-2210-8P2S or GS-4210-8P2C
2025 December
FGSW-1822VHP | GSW-1820VHP
NMS-1000V-10 | NMS-1000V-12
NMS-360V-10 | NMS-360
MC-15RPS130 | MC-15RPS200
2026 January
DCS-7342-32C2X | DCS-7342-32C
DCS-PWR800-AC | DCS-PWR800-ACHDC
2026 February
IHD-210PT | IHD-420PT.IHD-420PR
2026 March
FGSD-1821P | GSW-1820HP
FGSW-2511P | GSW-2620HP
GS-4210-48T4S | GS-6311-48T6X
2026 April
FGSD-1022VHP | GSD-1222VHP
FGSW-2622VHP | GSW-2620VHP
GS-6320-8P2X | SGS-6310-8P4X
WS-1032P | N/A
FNSW-2401 | GSW-2401
2026 May
ICA-4480F | ICA-4880
GPN-400ACV | GPN-400AXV
IPM-08220 | IPM-8221 or IPM-8222
2026 June
IGS-4215-16T2S-U | IGS-4215-16T2S
2026 July
FGSD-1011HP | GSD-1008HP
FGSW-2624HPS | GS-2210-24P2S or GS-4210-24P4C
GS-4210-48P4S | GS-6311-48P6X

## Fiberroad
Unmanaged AI POE Switch
FR-5N3010P | Standard PoE Switch, 8 x 10/100/1000M Base-TX (PoE/PoE+) + Uplink 2 x 100/1000M Base-Tx, with smart DIP(Vlan, Extend, AI Qos, AI PoE)，with external power adapter 52V-2.3A/120W
FR-5N3208P | Standard PoE Switch, 8 x 10/100/1000M Base-TX (PoE/PoE+) + Uplink 2 x 100/1000M Base-FX SFP, with smart DIP(Vlan, Extend, AI Qos, AI PoE)，with external power adapter 52V-2.3A/120W
FR-5N3216P | Standard PoE Switch, 16 x 10/100/1000M Base-TX (PoE/PoE+) + Uplink 2 x 100/1000M Base-FX SFP, with smart DIP(Vlan, Extend, AI Qos, AI PoE)，with internal power AC220V 400W
FR-5N3224P | 'Standard PoE Switch, 24 x 10/100/1000M Base-TX (PoE/PoE+) + Uplink 2 x 100/1000M Base-FX SFP, with smart DIP(Vlan, Extend, AI Qos, AI PoE)，with internal power AC220V 400W
FR-5M3208P | L2 Managed PoE Switch, 8 x 10/100/1000M Base-TX (PoE/PoE+) + Uplink 2 x 100/1000M Base-FX SFP，with internal power AC 220V 150W
FR-5M3416P | L2 Managed PoE Switch, 16 x 10/100/1000M Base-TX (PoE/PoE+) + Uplink 4 x Combo Gigabit (TP+SFP)，with internal power AC220V 400W
FR-5M3424P | L2 Managed PoE Switch, 24 x 10/100/1000M Base-TX (PoE/PoE+) + Uplink 4 x Combo Gigabit (TP+SFP)，with internal power AC220V 400W
Fiberroad P/N | Product Description
Unmanaged AI POE Switch
Fiberroad P/N | Product Description
FR-5N3010P | Standard PoE Switch, 8 x 10/100/1000M Base-TX (PoE/PoE+) + Uplink 2 x 100/1000M Base-Tx, with smart DIP(Vlan, Extend, AI Qos, AI PoE)，with external power adapter 52V-2.3A/120W
FR-5N3208P | Standard PoE Switch, 8 x 10/100/1000M Base-TX (PoE/PoE+) + Uplink 2 x 100/1000M Base-FX SFP, with smart DIP(Vlan, Extend, AI Qos, AI PoE)，with external power adapter 52V-2.3A/120W
FR-5N3216P | Standard PoE Switch, 16 x 10/100/1000M Base-TX (PoE/PoE+) + Uplink 2 x 100/1000M Base-FX SFP, with smart DIP(Vlan, Extend, AI Qos, AI PoE)，with internal power AC220V 400W
FR-5N3224P | 'Standard PoE Switch, 24 x 10/100/1000M Base-TX (PoE/PoE+) + Uplink 2 x 100/1000M Base-FX SFP, with smart DIP(Vlan, Extend, AI Qos, AI PoE)，with internal power AC220V 400W
L2 Managed POE Switch
FR-5M3208P | L2 Managed PoE Switch, 8 x 10/100/1000M Base-TX (PoE/PoE+) + Uplink 2 x 100/1000M Base-FX SFP，with internal power AC 220V 150W
FR-5M3416P | L2 Managed PoE Switch, 16 x 10/100/1000M Base-TX (PoE/PoE+) + Uplink 4 x Combo Gigabit (TP+SFP)，with internal power AC220V 400W
FR-5M3424P | L2 Managed PoE Switch, 24 x 10/100/1000M Base-TX (PoE/PoE+) + Uplink 4 x Combo Gigabit (TP+SFP)，with internal power AC220V 400W
Din rail Unmanaged Industrial Switch (Default no power supply included; PoE function option) (fiber port 1x9 modules option)
Fiberroad P/N | Product Description
FR-7N1005 | Industrial Switch, 5*10/100 Base-Tx, DC9-56V Redundant power, -40-85℃, din rail or wall mounting
FR-7N3005 | Industrial Switch, 5*10/100/1000 Base-Tx, DC9-56V Redundant power, -40-85℃, din rail or wall mounting
FR-7N1008 | Industrial Switch, 8*10/100 Base-Tx, DC9-56V Redundant power, -40-85℃, din rail or wall mounting
FR-7N3008 | Industrial Switch, 8*10/100/1000 Base-Tx, DC9-56V Redundant power, -40-85℃, din rail or wall mounting
FR-7N1101 | Industrial Switch, 1*100 Base-Fx SFP + 1*10/100 Base-Tx,DC9-56V Redundant power, -40-85℃, DIN rail or wall mounting
FR-7N1102 | Industrial Switch, 1*100 Base-Fx SFP + 2*10/100 Base-Tx,DC9-56V Redundant power, -40-85℃, DIN rail or wall mounting
FR-7N1104 | Industrial Switch, 1*100 Base-Fx SFP + 4*10/100 Base-Tx,DC9-56V Redundant power, -40-85℃, DIN rail or wall mounting
FR-7N3101 | Industrial Switch, 1*1000 Base-Fx SFP + 1*10/100/1000 Base-Tx,DC9-56V Redundant power, -40-85℃, DIN rail or wall mounting
FR-7N3102 | Industrial Switch, 1*1000 Base-Fx SFP + 2*10/100/1000 Base-Tx,DC9-56V Redundant power, -40-85℃, DIN rail or wall mounting
FR-7N3104 | Industrial Switch, 1*1000 Base-Fx SFP + 4*10/100/1000 Base-Tx,DC9-56V Redundant power, -40-85℃, DIN rail or wall mounting
FR-7N3204 | Industrial Switch, 2*1000 Base-Fx SFP + 4*10/100/1000 Base-Tx,DC9-56V Redundant power,-40-85℃, DIN rail or wall mounting
FR-7N3208 | Industrial Switch, 2*1000 Base-Fx SFP + 8*10/100/1000 Base-Tx,DC9-56V Redundant power,-40-85℃, DIN rail or wall mounting
Din rail Managed Industrial Switch (Default no power supply included; PoE function option) (fiber port 1x9 modules option)
FR-7M3204 | Industrial L2 Managed Switch, 2*100/1000 Base-Fx SFP + 4*10/100/1000 Base-Tx,DC9-56V Redundant power,-40-85℃, DIN rail or wall mounting
FR-7M3208 | Industrial L2 Managed Switch, 2*100/1000 Base-Fx SFP + 8*10/100/1000 Base-Tx,DC9-56V Redundant power,-40-85℃, DIN rail or wall mounting
FR-7M3404 | Industrial L2 Managed Switch, 4*100/1000 Base-Fx SFP + 4*10/100/1000 Base-Tx,DC9-56V Redundant power,-40-85℃, DIN rail or wall mounting
FR-7M3408 | Industrial L2 Managed Switch, 4*100/1000 Base-Fx SFP + 8*10/100/1000 Base-Tx,DC9-56V Redundant power,-40-85℃, DIN rail or wall mounting
FR-7M3024 | Industrial L2 Managed Switch, 24*10/100/1000 Base-Tx,DC9-56V Redundant power,-40-85℃, DIN rail or wall mounting
FR-7M3416 | Industrial L2 Managed Switch, 4*100/1000 Base-Fx SFP + 16*10/100/1000 Base-Tx,DC9-56V Redundant power,-40-85℃, DIN rail or wall mounting
FR-7M3808 | Industrial L2 Managed Switch, 8*100/1000 Base-Fx SFP + 8*10/100/1000 Base-Tx,DC9-56V Redundant power,-40-85℃, DIN rail or wall mounting
FR-7M3816 | Industrial L2 Managed Switch, 8*100/1000 Base-Fx SFP + 16*10/100/1000 Base-Tx,DC9-56V Redundant power,-40-85℃, DIN rail or wall mounting
Industrial Bypass Switch
FR-7M3408-OBP | Industrial L2 Managed Switch with bypass,2*100/1000 Base-Fx SFP + 8*10/100/1000 Base-Tx, with 1 pair 1.25G bidi 20km FC Bypass optical protection(Tx1550 / Rx1310 + Tx1310 / Rx1550), with DC9-56V Redundant power,-40-85℃, DIN rail or wall mounting
Industrial serial port Switch,with serial port RS232/485/422 (Default no power supply included; PoE function option)
FR-7M3408-D | Industrial L2 Managed Switch,2*100/1000 Base-Fx SFP + 8*10/100/1000 Base-Tx, with 2Ch serial port RS232/485/422,DC9-56V Redundant power,-40-85℃, DIN rail or wall mounting
1U Rackmounted L2 Industrial Switch(Default no power supply included; PoE function option)
FR-9M3424 | 1U Rack, Layer 2 Managed Industrial Switch;4*Gigabit COMBO(TP+SFP)+24*10/100/1000M Base-TX, DC9-56V Redundant power, -40-85℃
FR-9M348F | 1U Rack, Layer 2 Managed Industrial Switch;4*Gigabit COMBO(TP+SFP)+16*100/1000Base-Fx SFP+8*10/100/1000M Base-TX, DC9-56V Redundant power, -40-85℃
FR-9M34F8 | 1U Rack, Layer 2 Managed Industrial Switch;4*Gigabit COMBO(TP+SFP)+8*100/1000Base-Fx SFP+16*10/100/1000M Base-TX, DC9-56V Redundant power, -40-85℃
1U Rackmounted L3 Industrial Switch
FR-9M448F | 1U Rack, Layer 3 Managed Industrial Switch;4*10G SFP+8*Gigabit COMBO(TP+SFP)+16*10/100/1000M Base-TX, DC9-56V Redundant power, -40-85℃
FR-9M44F8 | 1U Rack, Layer 3 Managed Industrial Switch;4*10G SFP+8*Gigabit COMBO(TP+SFP)+16*100/1000M Base-FX SFP, DC9-56V Redundant power, -40-85℃
Unmanaged Industrial Ethernet Switch (Default no power supply included) (fiber port 1x9 modules option)
FR-6N1005 | Industrial Ethernet Switch Unmanaged, 5*10/100 Base-Tx,DC9-56V Redundant power, -35-75℃, DIN rail or wall mounting
FR-6N3005 | Industrial Ethernet Switch Unmanaged, 5*10/100/1000 Base-Tx,DC9-56V Redundant power, -35-75℃, DIN rail or wall mounting
FR-6N1008 | Industrial Ethernet Switch Unmanaged, 8*10/100 Base-Tx,DC9-56V Redundant power, -35-75℃, DIN rail or wall mounting
FR-6N3008 | Industrial Ethernet Switch Unmanaged, 8*10/100/1000 Base-Tx,DC9-56V Redundant power, -35-75℃, DIN rail or wall mounting
FR-6N1016 | Industrial Ethernet Switch Unmanaged, 16*10/100 Base-Tx,DC9-56V Redundant power, -35-75℃, DIN rail or wall mounting
FR-6N3016 | Industrial Ethernet Switch Unmanaged, 16*10/100/1000 Base-Tx,DC9-56V Redundant power, -35-75℃, DIN rail or wall mounting
FR-6N1101 | Industrial Ethernet Switch Unmanaged, 1*100 Base-Fx SFP + 1*10/100 Base-Tx,DC9-56V Redundant power, -35-75℃, DIN rail or wall mounting
FR-6N1102 | Industrial Ethernet Switch Unmanaged, 1*100 Base-Fx SFP + 2*10/100 Base-Tx,DC9-56V Redundant power, -35-75℃, DIN rail or wall mounting
FR-6N1104 | Industrial Ethernet Switch Unmanaged, 1*100 Base-Fx SFP + 4*10/100 Base-Tx,DC9-56V Redundant power, -35-75℃, DIN rail or wall mounting
FR-6N3101 | Industrial Ethernet Switch Unmanaged, 1*1000 Base-Fx SFP + 1*10/100/1000 Base-Tx,DC9-56V Redundant power, -35-75℃, DIN rail or wall mounting
FR-6N3102 | Industrial Ethernet Switch Unmanaged, 1*1000 Base-Fx SFP + 2*10/100/1000 Base-Tx,DC9-56V Redundant power, -35-75℃, DIN rail or wall mounting
FR-6N3104 | Industrial Ethernet Switch Unmanaged, 1*1000 Base-Fx SFP + 4*10/100/1000 Base-Tx,DC9-56V Redundant power, -35-75℃, DIN rail or wall mounting
FR-6N3204 | Industrial Ethernet Switch Unmanaged, 2*1000 Base-Fx SFP + 4*10/100/1000 Base-Tx,DC9-56V Redundant power, -35-75℃, DIN rail or wall mounting
FR-6N3208 | Industrial Ethernet Switch Unmanaged, 2*1000 Base-Fx SFP + 8*10/100/1000 Base-Tx,DC9-56V Redundant power, -35-75℃, DIN rail or wall mounting
FR-6N3216 | Industrial 'Ethernet Switch Unmanaged, 2*1000 Base-Fx SFP + 16*10/100/1000 Base-Tx,DC9-56V Redundant power, -35-75℃, DIN rail or wall mounting
Smart Managed Industrial Ethernet Switch (Lite)
FR-6R3204 | Smart Industrial Gigabit Ethernet Switch (Lite), 4×10/100/1000Base-TX + 2×100/1000Base-X SFP, 9~56Vdc Redundant power, din rail or wall mounting, with DIP, support WEB simply management
Managed Industrial Ethernet Switch
FR-6S3204 | Industrial Smart Managed Switch, 2*1000 Base-Fx SFP + 4*10/100/1000 Base-Tx,DC9-56V Redundant power, -35-75℃, DIN rail or wall mounting
FR-6S3208 | Industrial Smart Managed Switch, 2*1000 Base-Fx SFP + 8*10/100/1000 Base-Tx,DC9-56V Redundant power, -35-75℃, DIN rail or wall mounting
Model | Description
New Version Miniature Converter
FR-2000-A | MINI 12 Slot Chassis, with Single Power AC 22OV
FR-2000-D | MINI 12 Slot Chassis, with Single Power DC 48V
FR-2000-AA | MINI 12 Slot Chassis, with Dual Power AC 22OV
FR-2000-DD | MINI 12 Slot Chassis, with Dual Power DC 48V
FR-2000-AD | MINI 12 Slot Chassis, with Dual Power 220V+48V
FR-2222-SFP | MINI 10G Media Converter, SFP+
FR-2212-SFP | MINI 10G OEO, SFP+ to SFP+, Support 3R
FR-2203-GB3S10 | MINI Gigabit Media Converter, 1*9 Gigabit Single Fiber TX1310nm, 20km
FR-2203-GB5S10 | MINI Gigabit Media Converter, 1*9 Gigabit Single Fiber TX1550nm, 20km
FR-2203-GM8S05 | MINI Gigabit Media Converter, 1*9 Gigabit Dual Fiber 850nm, 550m
FR-2203-GB3S02 | MINI Gigabit Media Converter, 1*9 Gigabit Single Fiber TX1310nm, 2km
FR-2203-GB5S02 | MINI Gigabit Media Converter, 1*9 Gigabit Single Fiber TX1550nm, 2km
FR-2203-GS3S02 | MINI Gigabit Media Converter, 1*9 Gigabit Dual Fiber 1310nm, 2km
FR-2203-GS3S10 | MINI Gigabit Media Converter, 1*9 Gigabit Dual Fiber 1550nm, 40km
FR-2203-GS3S10 | MINI Gigabit Media Converter, 1*9 Gigabit Dual Fiber 1310nm, 20km
FR-2203-SFP | MINI Gigabit Media Converter, SFP
FR-2206 | MINI Gigabit Media Converter-2*RJ45, SFP
FR-2208 | MINI SFP to SFP Converter
FR-2209 | MINI Singlemode to Multimode Converter
FR-2201-FB3S20 | MINI 10/100M Media Converter, 1*9 10/100M Single Fiber TX1310nm, 20km
FR-2201-FB5S20 | MINI 10/100M Media Converter, 1*9 10/100M Single Fiber TX1550nm, 20km
FR-2201-FS3S20 | MINI 10/100M Media Converter, 1*9 10/100M Dual Fiber 1310nm, 20km
FR-2201-SFP | MINI 10/100M Media Converter, SFP
FR-2201-FM8S05 | MINI 10/100M Media Converter, 1*9 10/100M Dual Fiber 850nm, 550m
FR-2201-FB3S40 | MINI 10/100M Media Converter, 1*9 10/100M Single Fiber TX1310nm, 40km
FR-2201-FB5S40 | MINI 10/100M Media Converter, 1*9 10/100M Single Fiber TX1550nm, 40km
FR-2201-FB4S80 | MINI 10/100M Media Converter, 1*9 10/100M Single Fiber TX1490nm, 80km
FR-2201-FB5S80 | MINI 10/100M Media Converter, 1*9 10/100M Single Fiber TX1550nm, 80km
FR-2201-FM3S2 | MINI 10/100M Media Converter, 1*9 10/100M Dual Fiber 1310nm, 2km
PoE(PSE) Media Converter (30W Power Budget, Max 50W)
FR-POE332 | POE Gigabit Media Converter, 1*9
FR-POE332-SFP | POE Gigabit Media Converter, SFP
FR-POE332-GS3S10 | POE Gigabit Media Converter, 1*9 Gigabit Dual Fiber 1310nm, 20km
FR-POE332-GB3S10 | POE Gigabit Media Converter, 1*9 Gigabit Single Fiber TX1310nm, 20km
FR-POE332-GB5S10 | POE Gigabit Media Converter, 1*9 Gigabit Single Fiber TX1550nm, 20km
FR-POE332-GM8S05 | POE Gigabit Media Converter, 1*9 Gigabit Dual Fiber 850nm, 550m
FR-POE331-FS3S20 | POE 10/100M Media Converter, 1*9 10/100M Dual Fiber 1310nm, 20km
FR-POE331-FB3S20 | POE 10/100M Media Converter, 1*9 10/100M Single Fiber TX1310nm, 20km
FR-POE331-FB5S20 | POE 10/100M Media Converter, 1*9 10/100M Single Fiber TX1550nm, 20km
FR-POE331-FS3S02 | POE 10/100M Media Converter, 1*9 10/100M Dual Fiber 1310nm, 2km
FR-POE331-SFP | POE 10/100M Media Converter, SFP
Multi-service Media Convertion Management System
FR-6000-AA | 2U 16 Slot Managed Chassis, Dual Power AC 220V
FR-6000-DD | 2U 16 Slot Managed Chassis, Dual Power DC -48V
FR-6000-AD | 2U 16 Slot Managed Chassis, Dual Power AC+DC
FR-6000-SM | 2U 16 Slot Managed Chassis Cascadin Card
FR-6000-MM | 2U 16 Slot Managed Chassis Managed Card
FR-6000-A | 2U 16 Slot Managed Chassis, Single Power AC 220V
FR-6000-D | 2U 16 Slot Managed Chassis, Single Power DC -48V
FR-6000H-AA | 2U 16 Slot Managed OEO Chassis, Dual Power AC 220V
FR-6000H-DD | 2U 16 Slot Managed OEO Chassis, Dual Power DC 48V
FR-6000H-AD | 2U 16 Slot Managed OEO Chassis, Dual Power AC220&DC 48V
FR-6004 | 4 Slot Chassis, 220V+48V
FR-6008H-AA | 8 Slot Managed OEO Chassis, Dual Power AC 220V
FR-6605 | 2U 16 Slot Managed Chassis 10G Fan Card
OEO Managed Repeater / Repeater Card
FR-6602-XX | 10G OEO-1R Managed Repeater Card, XFP TO XFP
FR-6604-SS | 10G OEO-3R Managed Repeater Card, CDR Full Protocol, SFP TO SFP
FR-6604-SX | 10G OEO-3R Managed Repeater Card, CDR Full Protocol, SFP TO XFP
FR-6604-XX | 10G OEO-3R Managed Repeater Card, CDR Full Protocol, XFP TO XFP
FR-6603-SS | 10G OEO-3R Managed Repeater Card, SFP+ TO SFP+
FR-6603-SX | 10G OEO-3R Managed Repeater Card, SFP+ TO XFP
FR-6603-XX | 10G OEO-3R Managed Repeater Card, XFP TO XFP
FR-6201-SS | 2.5G OEO Managed Repeater Card, SFP TO SFP
FR-6202-SS | 4.25G OEO Managed RepeaterCard, SFP TO SFP
FR-6606 | 40G OEO-3R Repeater Card
FR-OEO54U | 10G OEO-1R Repeater, Standalone Managed, Fixed External Power
FR-OEO64M | 10G OEO-3R Repeater, Standalone Managed, Fixed External Power
Managed Media Converter / Managed Card / Functional Card
FR-6101-SFP | 10/100M Managed Media Converter Card, SFP
FR-6101-FS3S20 | 10/100M Managed Media Converter Card, 1*9 10/100M Dual Fiber 1310nm, 20km
FR-6101-FB3S20 | 10/100M Managed Media Converter Card, 1*9 10/100M Single Fiber TX1310nm, 20km
FR-6101-FB5S20 | 10/100M Managed Media Converter Card, 1*9 10/100M Single Fiber TX1550nm, 20km
FR-6101E-FB3S20 | 10/100M Managed Media Converter Card, External Power, 1*9 10/100M Single Fiber TX1310nm, 20km
FR-6101E-FB5S20 | 10/100M Managed Media Converter Card, External Power, 1*9 10/100M Single Fiber TX1550nm, 20km
FR-6101-FB3S40 | 10/100M Managed Media Converter Card, 1*9 10/100M Single Fiber TX1310nm, 40km
FR-6101-FB5S40 | 10/100M Managed Media Converter Card, 1*9 10/100M Single Fiber TX1550nm, 40km
FR-6101-FB4S80 | 10/100M Managed Media Converter Card, 1*9 10/100M Single Fiber TX1490nm, 80km
FR-6101-FB5S80 | 10/100M Managed Media Converter Card, 1*9 10/100M Single Fiber TX1550nm, 80km
FR-6101-FS3S40 | 10/100M Managed Media Converter Card, 1*9 10/100M Dual Fiber 1310nm, 40km
FR-6101-FS5S80 | 10/100M Managed Media Converter Card, 1*9 10/100M Dual Fiber 1550nm, 80km
FR-6101-FB4S60 | 10/100M Managed Media Converter Card, 1*9 10/100M Single Fiber TX1310nm, 60km
FR-6101-FB5S60 | 10/100M Managed Media Converter Card, 1*9 10/100M Single Fiber TX1550nm, 60km
FR-6101-FS5S80 | 10/100M Managed Media Converter Card, 1*9 10/100M Dual Fiber 1550nm, 60km
FR-6101-FM3S02 | 10/100M Managed Media Converter Card, 1*9 10/100M Dual Fiber 1310nm, 2km
FR-6101-FS5S80 | 10/100M Managed Media Converter Card, 1*9 10/100M Dual Fiber 1310nm, 60km
FR-6101F-SFP | 10/100M Managed Media Converter, External Power, SFP
FR-6101R-FB3S20 | 10/100M Managed Media Converter, Internal Power, 1*9 10/100M Single Fiber TX1310nm, 20km
FR-6101R-FB5S20 | 10/100M Managed Media Converter, Internal Power, 1*9 10/100M Single Fiber TX1550nm, 20km
FR-6101R-FB3S40 | 10/100M Managed Media Converter, Internal Power, 1*9 10/100M Single Fiber TX1310nm, 40km
FR-6101R-FB5S40 | 10/100M Managed Media Converter, Internal Power, 1*9 10/100M Single Fiber TX1550nm, 40km
FR-6101R-FD3S02 | 10/100M Managed Media Converter, Internal Power, 1*9 10/100M Dual Fiber 1310nm, 2km
FR-6102 | 10/100M Managed Media Converter Card, 2*RJ45, 1*9
FR-6102-FS3S20 | 10/100M Managed Media Converter Card, 2*RJ45, 1*9 10/100M Dual Fiber 1310nm, 20km
FR-6102-FB5S20 | 10/100M Managed Media Converter Card, 2*RJ45, 1*9 10/100M Single Fiber TX1550nm, 20km
FR-6102-FB3S20 | 10/100M Managed Media Converter Card, 2*RJ45, 1*9 10/100M Single Fiber TX1310nm, 20km
FR-6103 | Gigabit Managed Media Converter Card, 1*9
FR-6103-SFP | Gigabit Managed Media Converter Card, SFP
FR-6103-GS3S10 | Gigabit Managed Media Converter Card, 1*9 Gigabit Dual Fiber 1310nm, 20km
FR-6103-GB3S10 | Gigabit Managed Media Converter Card, 1*9 Gigabit Single Fiber TX1310nm, 20km
FR-6103-GB5S10 | Gigabit Managed Media Converter Card, 1*9 Gigabit Single Fiber TX1550nm, 20km
FR-6103-GM8S05 | Gigabit Managed Media Converter Card, 1*9 Gigabit Dual Fiber 850nm, 550m
FR-6103-GB3S40 | Gigabit Managed Media Converter Card, 1*9 Gigabit Single Fiber TX1310nm, 40km
FR-6103-GB5S40 | Gigabit Managed Media Converter Card, 1*9 Gigabit Single Fiber TX1550nm, 40km
FR-6103-GB4S80 | Gigabit Managed Media Converter Card, 1*9 Gigabit Single Fiber TX1490nm, 80km
FR-6103-GB5S80 | Gigabit Managed Media Converter Card, 1*9 Gigabit Single Fiber TX1550nm, 80km
FR-6103E-SFP | Gigabit Managed Media Converter Card, External Power, SFP
FR-6103E-GB3S10 | Gigabit Managed Media Converter Card, External Power, 1*9 Gigabit Single Fiber TX1310nm, 20km
FR-6103E-GB5S10 | Gigabit Managed Media Converter Card, External Power, 1*9 Gigabit Single Fiber TX1550nm, 20km
FR-6103-GS5S40 | Gigabit Managed Media Converter Card, 1*9 Gigabit Dual Fiber 1550nm, 40km
FR-6103-GS5S60 | Gigabit Managed Media Converter Card, 1*9 Gigabit Dual Fiber 1550nm, 60km
FR-6103-GS5S80 | Gigabit Managed Media Converter Card, 1*9 Gigabit Dual Fiber 1550nm, 80km
FR-6103-GM3S02 | Gigabit Managed Media Converter Card, 1*9 Gigabit Dual Fiber 1310nm, 2km
FR-6103-GB5S60 | Gigabit Managed Media Converter Card, 1*9 Gigabit Single Fiber TX1550nm, 60km
FR-6103-GB4S60 | Gigabit Managed Media Converter Card, 1*9 Gigabit Single Fiber TX1490nm, 60km
FR-6104 | Gigabit Managed Media Converter Card -2*RJ45 to 1*9
FR-6104-SFP | Gigabit Managed Media Converter Card -2*RJ45 to SFP
FR-6104-GS3S10 | Gigabit Managed Media Converter Card -2*RJ45, 1*9 Gigabit Dual Fiber 1310nm, 20km
FR-6104-GB3S10 | Gigabit Managed Media Converter Card -2*RJ45, 1*9 Gigabit Single Fiber TX1310nm, 20km
FR-6104-GB5S10 | Gigabit Managed Media Converter Card -2*RJ45, 1*9 Gigabit Single Fiber TX1550nm, 20km
FR-6104-GM8S05 | Gigabit Managed Media Converter Card -2*RJ45, 1*9 Gigabit Dual Fiber 850nm, 550m
FR-6502 | 1+1 Fiber Protection Optical Amplifier
FR-6501 | 1+1 Fiber Protection Media Converter
FR-6601 | 10G Managed Media Converter Card, SFP+
FR-6601 | 10G Managed Media Converter Card, XFP
FR-6302 | 2*1.25G to 2.5G Managed Multiplexer Card, SFP to SFP
FR-6301 | 2*1.25G to 2.5G Managed Multiplexer Card, TP to SFP
Standalone point to point Managed Media Converter
FR-SM13P-SFP | Standalone Managed 10/100M Media Converter, SFP
FR-SM23P-SFP | Standalone Managed Gigabit Media Converter, SFP
FR-SM13P-FS3S20 | Standalone Managed 10/100M Media Converter, 1*9 10/100M Dual Fiber 1310nm, 20km
FR-SM13P-FB3S20 | Standalone Managed 10/100M Media Converter, 1*9 10/100M Single Fiber TX1310nm, 20km
FR-SM13P-FB5S20 | Standalone Managed 10/100M Media Converter, 1*9 10/100M Single Fiber TX1550nm, 20km
FR-SM23P-GS3S20 | Standalone Managed Gigabit Media Converter, 1*9 Gigabit Dual Fiber 1310nm, 20km
FR-SM23P-GB3S20 | Standalone Managed Gigabit Media Converter, 1*9 10/100M Single Fiber TX1310nm, 20km
FR-SM23P-GB5S20 | Standalone Managed Gigabit Media Converter, 1*9 10/100M Single Fiber TX1550nm, 20km
FR-SM23P-FB3S40 | Standalone Managed Gigabit Media Converter, 1*9 Gigabit Single Fiber TX1550nm, 40km
FR-SM23P-FB3S40 | Standalone Managed Gigabit Media Converter, 1*9 Gigabit Single Fiber TX1310nm, 40km
FR-SM23P-GM8S05 | Standalone Managed Gigabit Media Converter, 1*9 Gigabit Dual Fiber 850nm, 550m
SFP Optical Transceiver
FRSX-1TRC | 1000M, SFP, RJ45, 100m
FRSX-ETRC | 10M/100M/1000M, SFP, RJ45, 100m
FRSX-DL311C | 155M, SFP, 1310nm, 10KM, DDM , LC
FRSX-DL341C | 155M, SFP, 1310nm, 40KM, DDM , LC
FRSX-DL3Q1C | 155M, SFP, 1310nm, 2KM, DDM , LC
FRSX-DL1P2C | 155M, SFP, 850nm, 0.55KM, DDM , LC
FRSX-DL381C | 155M, SFP, 1310nm, 80KM, DDM , LC
FRSX-DL3P2C | 155M, SFP, 1310nm, 0.55KM, DDM , LC
FRSX-DL541C | 155M, SFP, 1550nm, 40KM, DDM , LC
FRSX-DL581C | 155M, SFP, 1550nm, 80KM, DDM , LC
FRSX-DL5X1C | 155M, SFP, 1550nm, 120KM, DDM , LC
FRSX-DL5Y1C | 155M, SFP, 1550nm, 160KM, DDM , LC
FRSX-DL5Z1C | 155M, SFP, 1550nm, 200KM, DDM , LC
FRSX-DL3523C | 155M, SFP, 20KM, 1310nmTX/1550nmRX, DDM , LC
FRSX-DL5323C | 155M, SFP, 20KM, 1550nmTX/1310nmRX, DDM , LC
FRSX-DL3543C | 155M, SFP, 40KM, 1310nmTX/1550nmRX, DDM , LC
FRSX-DL3583C | 155M, SFP, 80KM, 1310nmTX/1550nmRX, DDM , LC
FRSX-DL45X3C | 155M, SFP, 120KM, 1490nmTX/1550nmRX, DDM , LC
FRSX-DL45Y3C | 155M, SFP, 160KM, 1490nmTX/1550nmRX, DDM , LC
FRSX-DL5383C | 155M, SFP, 80KM, 1550nmTX/1310nmRX, DDM , LC
FRSX-DL54X3C | 155M, SFP, 120KM, 1550nmTX/1490nmRX, DDM , LC
FRSX-DL54Y3C | 155M, SFP, 160KM, 1550nmTX/1490nmRX, DDM , LC
SFP 155Mbps | SFP 155Mbps, 80km, CWDM
SFP 155Mbps | SFP 155Mbps, 120km, CWDM
FRSD-DL*X1C | 155M, DWDM SFP 120km ITU Channel 17-61 Dual LC DDM SMF
FRSX-HL1P2C | 622M, SFP, 850nm, 0.55KM, DDM , LC
FRSX-HL311C | 622M, SFP, 1310nm, 10KM, DDM , LC
FRSX-HL341C | 622M, SFP, 1310nm, 40KM, DDM , LC
FRSX-HL3P2C | 622M, SFP, 1310nm, 0.55KM, DDM , LC
FRSX-HL3Q1C | 622M, SFP, 1310nm, 2KM, DDM , LC
FRSX-HL541C | 622M, SFP, 1550nm, 40KM, DDM , LC
FRSX-HL581C | 622M, SFP, 1550nm, 80KM, DDM , LC
FRSX-HL5X1C | 622M, SFP, 1550nm, 120KM, DDM , LC
FRSX-HL5Y1C | 622M, SFP, 1550nm, 160KM, DDM , LC
FRSX-1L3P2C | 1.25G, SFP, 1310nm, 0.55KM, DDM , LC
FRSX-1L541C | 1.25G, SFP, 1550nm, 40KM, DDM , LC
FRSX-1L311C | 1.25G, SFP, 1310nm, 10KM, DDM , LC
FRSX-1L341C | 1.25G, SFP, 1310nm, 40KM, DDM , LC
FRSX-1L5X1C | 1.25G, SFP, 1550nm, 120KM, DDM , LC
FRSX-1L581C | 1.25G, SFP, 1550nm, 80KM, DDM , LC
FRSX-1L1P2C | 1.25G, SFP, 850nm, 0.55KM, DDM , LC
FRSX-1L3Q1C | 1.25G, SFP, 1310nm, 2KM, DDM , LC
FRSX-1L5Y1C | 1.25G, SFP, 1550nm, 160KM, DDM , LC
FRSX-1L3523C | 1.25G, SFP, 20KM, 1310nmTX/1550nmRX, DDM , LC
FRSX-1L3543C | 1.25G, SFP, 40KM, 1310nmTX/1550nmRX, DDM , LC DFB Laser
FRSX-1L45X3C | 1.25G, SFP, 120KM, 1490nmTX/1550nmRX, DDM , LC
FRSX-1L3543C | 1.25G, SFP, 40KM, 1310nmTX/1550nmRX, DDM , LC FP Laser
FRSX-1L4583C | 1.25G, SFP, 80KM, 1490nmTX/1550nmRX, DDM , LC
FRSX-1L5323C | 1.25G, SFP, 20KM, 1550nmTX/1310nmRX, DDM , LC
FRSX-1L5343C | 1.25G, SFP, 40KM, 1550nmTX/1310nmRX, DDM , LC DFB Laser
FRSX-1L54X3C | 1.25G, SFP, 120KM, 1550nmTX/1490nmRX, DDM , LC
FRSX-1L5483C | 1.25G, SFP, 80KM, 1550nmTX/1490nmRX, DDM , LC
FRSX-1L3423C | 1.25G, SFP, 20KM, 1310nmTX/1490nmRX, DDM , LC
FRSX-1L3523C | 1.25G, SFP, 3KM, 1310nmTX/1550nmRX, DDM , LC
FRSX-1L4323C | 1.25G, SFP, 20KM, 1490nmTX/1310nmRX, DDM , LC
FRSX-1L45Y3C | 1.25G, SFP, 160KM, 1490nmTX/1550nmRX, DDM , LC
FRSX-1L5323C | 1.25G, SFP, 3KM, 1550nmTX/1310nmRX, DDM , LC
FRSX-1L5343C | 1.25G, SFP, 40KM, 1550nmTX/1310nmRX, DDM , LC DFB Laser
FRSX-1L54Y3C | 1.25G, SFP, 160KM, 1550nmTX/1490nmRX, DDM , LC
FRSC-1L*X1C | 1.25G, CWDM SFP, 1270nm-1610nm , 120km, DDM, LC
FRSC-1L*41C | 1.25G, CWDM SFP, 1270nm-1610nm , 40km, DDM, LC
FRSC-1L*81C | 1.25G, CWDM SFP, 1270nm-1610nm , 80km, DDM, LC
FRSC-1L*Y1C | 1.25G, CWDM SFP, 1470nm-1610nm , 160km, DDM, LC
FRSD-1L*X1C | 1.25G, DWDM SFP 120km ITU Channel 17-61 Dual LC DDM SMF
FS-CXX12-40 | SFP, 1.25Gbps, 40km, DWDM DFB
FRSD-1L*81C | 1.25G, DWDM SFP 80km ITU Channel 17-61 Dual LC DDM SMF
FRSX-2L311C | 2.5G, SFP, 1310nm, 2KM, DDM , LC
FRSX-2L311C | 2.5G, SFP, 1310nm, 10KM, DDM , LC
FRSX-2L341C | 2.5G, SFP, 1310nm, 40KM, DDM , LC
FRSX-2L581C | 2.5G, SFP, 1550nm, 80KM, DDM , LC
FRSX-2L3P2C | 2.5G, SFP, 850nm, 0.55KM, DDM , LC
FRSX-2L5X1C | 2.5G, SFP, 1550nm, 120KM, DDM , LC
FRSX-2L3523C | 2.5G, SFP, 20KM, 1310nmTX/1550nmRX, DDM , LC
FB-4524-80 | 2.5G, SFP, 80km, 1490nmTX/1550nmRX, DDM, LC
FRSX-2L5323C | 2.5G, SFP, 20KM, 1550nmTX/1310nmRX, DDM , LC
FRSX-2L5343C | 2.5G, SFP, 40KM, 1550nmTX/1310nmRX, DDM , LC
FRSX-2L5483C | 2.5G, SFP, 80KM, 1550nmTX/1490nmRX, DDM , LC
FRSX-2L3543C | 2.5G, SFP, 40KM, 1310nmTX/1550nmRX, DDM , LC
FRSX-2L4583C | 2.5G, SFP, 80KM, 1490nmTX/1550nmRX, DDM , LC
FRSX-2L45X3C | 2.5G, SFP, 120KM, 1490nmTX/1550nmRX, DDM , LC
FRSX-2L54X3C | 2.5G, SFP, 120KM, 1550nmTX/1490nmRX, DDM , LC
FRSC-2L*41C | 2.5G, CWDM SFP, 1270nm-1610nm , 40km, DDM, LC
FRSC-2L*81C | 2.5G, CWDM SFP, 1270nm-1610nm , 80km, DDM, LC
FRSX-2L361C | 2.5G, SFP, 1310nm, 60KM, DDM , LC CWDM
FRSC-2L*X1C | 2.5G, CWDM SFP, 1270nm-1610nm , 120km, DDM, LC
FS-CXX24-40 | SFP, 2.5Gbps, 40km, DWDM DFB
FRSD-2L*81C | 2.5G, DWDM SFP 80km ITU Channel 17-61 Dual LC DDM SMF
FRSD-2L*X1C | 2.5G, DWDM SFP 120km ITU Channel 17-61 Dual LC DDM SMF
FRSX-3L311C | 3.072G, SFP, 1310nm, 10KM, DDM , LC
FRSX-3L341C | 3.072G, SFP, 1310nm, 40KM, DDM , LC
FRSX-3L3523C | 3.072G, SFP, 20KM, 1310nmTX/1550nmRX, DDM , LC
FRSX-3L3543C | 3.072G, SFP, 40KM, 1310nmTX/1550nmRX, DDM , LC
FRSX-3L3P2C | 3.072G, SFP, 850nm, 0.55KM, DDM , LC
FRSX-3L4583C | 3.072G, SFP, 80KM, 1490nmTX/1550nmRX, DDM , LC
FRSX-3L5323C | 3.072G, SFP, 20KM, 1550nmTX/1310nmRX, DDM , LC
FRSX-3L5343C | 3.072G, SFP, 40KM, 1550nmTX/1310nmRX, DDM , LC
FRSX-3L541C | 3.072G, SFP, 1550nm, 40KM, DDM , LC
FRSX-3L5483C | 3.072G, SFP, 80KM, 1550nmTX/1490nmRX, DDM , LC
FRSX-3L581C | 3.072G, SFP, 1550nm, 80KM, DDM , LC
FRSX-ATRC-1 | 10G SFP+ copper, RJ45, 30m
FRSX-AL1N2C | 10G, SFP+ 850nm 0.3km Dual LC DDM MMF
FRSX-AL311C | 10G, SFP+ 1310nm 10km Dual LC DDM SMF
FRSX-AL541C | 10G, SFP+ 1550nm 40km Dual LC DDM SMF
FRSX-AL581C | 10G, SFP+ 1550nm 80km Dual LC DDM SMF
FRSX-AL6823C | 10G CWDM SFP+ 1270nmTX/1330nmRX 20km DDM LC
FRSX-AL8623C | 10G CWDM SFP+ 1330nmTX/1270nmRX 20km DDM LC
FRSX-AL6843C | 10G CWDM SFP+ 1270nmTX/1330nmRX 40km DDM LC
FRSX-AL8643C | 10G CWDM SFP+ 1330nmTX/1270nmRX 40km DDM LC
FRSX-AL6863C | 10G CWDM SFP+ 1270nmTX/1330nmRX 60km DDM LC
FRSX-AL8663C | 10G CWDM SFP+ 1330nmTX/1270nmRX 60km DDM LC
FRSC-AL*41C | 10G, CWDM SFP+ 1470-1610nm 40km Dual LC DDM SMF
FRSC-AL*81C | 10G, CWDM SFP+ 1470-1610nm 80km Dual LC DDM SMF
FRSD-AL*41C | 10G, DWDM SFP+ 40km ITU Channel 17-61 Dual LC DDM SMF
FRSD-AL*81C | 10G, DWDM SFP+ 80km ITU Channel 17-61 Dual LC DDM SMF
X2-SFP+ | X2-SFP+
XENPAK-SFP+ | XENPAK-SFP+
FRXX-AL1N2C | 10G, XFP, 850nm 0.3km Dual LC DDM MMF
FRXX-AL311C | 10G, XFP, 10KM 1310 Dual LC DDM
FRXX-AL541C | 10G, XFP, 40KM 1550 Dual LC DDM
FRXX-AL581C | 10G, XFP, 80KM 1550 Dual LC DDM
FRXX-AL5101C | 10G, XFP, 100KM 1550 Dual LC DDM
FRXX-AL6823C | 10G CWDM XFP 1270nmTX/1330nmRX 20km DDM LC
FRXX-AL8623C | 10G CWDM XFP 1330nmTX/1270nmRX 20km DDM LC
FRXX-AL6843C | 10G CWDM XFP 1270nmTX/1330nmRX 40km DDM LC
FRXX-AL8643C | 10G CWDM XFP 1330nmTX/1270nmRX 40km DDM LC
FRXX-AL6863C | 10G CWDM XFP 1270nmTX/1330nmRX 60km DDM LC
FRXX-AL8663C | 10G CWDM XFP 1330nmTX/1270nmRX 60km DDM LC
FRXX-AL4583C | 10G CWDM XFP 1490nmTX/1550nmRX 60km DDM LC
FRXX-AL5483C | 10G CWDM XFP 1550nmTX/1490nmRX 60km DDM LC
FRXC-AL*41C | 10G CWDM XFP, 1470-1610nm 40km Dual LC DDM SMF
FRXC-AL*81C | 10G CWDM XFP, 1470-1610nm 80km Dual LC DDM SMF
FRXD-AL*41C | 10G DWDM XFP, 40km ITU Channel 17-61 Dual LC DDM SMF
FRXD-AL*81C | 10G DWDM XFP, 80km ITU Channel 17-61 Dual LC DDM SMF
FRQX-QLT11C | 40G QSFP+ 1310nm DDM LC 10KM
FRQX-QL1R2C | 40G QSFP+ 850nm DDM MPO 100m
FRQX-QLT41C | 40G QSFP+ 1310nm DDM LC 30KM
FR4X-CL1R2C | 100G CFP2 850nm DDM LC 100M
FR4X-CLC11C | 100G CFP2 1310nm DDM LC 10KM
FRAX-CLC11C | 100G CFP4 1310nm DDM LC 10KM
FRBX-CLC11C | 100G CFP 1310nm DDM LC 10KM
FRCX-CLC11C | 100G CFP2 1310nm DDM LC 10KM
QSFP28-LR4-10KM | QSFP28 100G LR4 10KM
QSFP28-LR4-100M | QSFP28 100G SR4 100M

## Portech
VoIP GSM шлюз | MV-370: 1 портовый | MV-372: 2 портовый | MV-374: 4 портовый | MV-378: 8 портовый
U version 3G(2G+3G 850,2100MHz)
A version 3G(2G+3G 850,1900MHz)
G version 3G(2G+3G 800/850/900/1900/2100HMZ)
4G LTE Version
VoIP GSM шлюз | MV-3716:16 портовый | MV-3732:32 портовый
U version 3G(2G+3G 850,2100MHz)
A version 3G(2G+3G 850,1900MHz)
G version 3G(2G+3G 800/850/900/1900/2100HMZ)
4G LTE Version
SIM сервер
SS-128
SS-256
SS-512
SS-1280
SS-2560
SIM банк
SBK-32
SBK-128
Фиксированный беспроводный GSM терминал (FXS,FXO,GSM) | MT-350:1 портовый | MT-354:4 портовый | MT-358:8портовый
U version 3G(2G+3G 850,2100MHz)
A version 3G(2G+3G 850,1900MHz)
G version 3G(2G+3G 800/850/900/1900/2100HMZ)
Фиксированный беспроводный GSM терминал (FXS,GSM) |  | MT-360:1 портовый
2G
U version 3G(2G+3G 850,2100MHz)
A version 3G(2G+3G 850,1900MHz)
G version 3G(2G+3G 800/850/900/1900/2100HMZ)
DMT Option |  |  |  | PSTN / IP power switch
SCE-900:992 sims sim rotater(for DMT) |  |  |  | SP-4L 4 ports US version
SCBox:124 sims sim rotater(for DMT) |  |  |  | SP-4L 4 ports EU version
DMT,MV-37X Option |  |  |  | SP-8L 8 ports US version
Omni Antenna |  |  |  | SP-8L 8 ports EU version
Yagi antenna
10M Cable |  |  |  |  | 570
20M Cable
Frequency
U version 3G:2G 850,900,1800,1900MHz+3G/UMTS 850,2100MHz
A version 3G:2G 850,900,1800,1900MHz+3G/UMTS 850,1900MHz
G version 3G-UC20G:2G 850,900,1800,1900MHz+3G/UMTS 800/850/900/1900/2100HMZ
4G LTE version: LTE FDD: B1/B2/B3/B4/B5/B7/B8/B12/B13/B18/B19/B20/B25/B26/B28 LTE TDD: B38/B39/B40/B41 WCDMA: B1/B2/B4/B5/B6/B8/B19 GSM: B2/B3/B5/B8